## Sheet1
Parameter Code | Parameter Name | Parameter Group | Unit of Measurement | Monitoring Type | PCV Min | PCV Max | CTFlag | MicroBiological Flag | Chemical Flag | Indicator Flag | Composite Flag | Sampled in Zones | Sampled at WTW | Sampled at Reservoirs | Sampled at Supply Points | Compliance Parameter | Treated Water Parameter | Raw Water Parameter | Private Water Parameter | RAR Parameter | Legal Instrument Parameter | AbnormalChangeOnly | EuCode | CasCode
A001 | Colour | Chemical Parameters | mg/L Pt/Co | CM | 0 | 20 | Yes | No | Yes | No | No | Yes | No | No | No | Yes | Yes | Yes | Yes | Yes | Yes | No | Colour | NULL
A002 | Turbidity | Chemical Parameters | NTU | CM | 0 | 4 | Yes | No | Yes | No | No | Yes | No | No | No | Yes | Yes | Yes | Yes | Yes | Yes | No | Turbidity | NULL
A002A | Turbidity - indicator | Indicator Parameters | NTU | CM | 0 | 1 | No | No | No | Yes | No | No | Yes | No | No | Yes | Yes | Yes | Yes | Yes | Yes | No | NULL | NULL
A002B | Turbidity (on line monitor) | NULL | NTU | NULL | 0 | 0 | No | No | No | No | No | No | No | No | No | No | No | Yes | No | Yes | Yes | No | NULL | NULL
A002C | Turbidity - Regulation 26 | NULL | NTU | NULL | NULL | 1 | No | No | No | No | No | No | Yes | No | No | No | No | No | No | Yes | No | No | 0 | NULL
A003 | Odour | Chemical Parameters | Dilution number at 25°C | CM | 0 | 0 | Yes | No | Yes | No | No | Yes | No | No | No | Yes | Yes | Yes | Yes | Yes | Yes | No | Odour | NULL
A003A | Qualitative odour - intensity | NULL | No. | CM | 0 | 3 | Yes | No | Yes | No | No | No | No | No | No | No | Yes | Yes | No | Yes | Yes | No | NULL | NULL
A003B | Odour intensity | NULL | No. | NULL | 0 | 0 | No | No | No | No | No | No | No | No | No | No | No | Yes | No | Yes | Yes | No | NULL | NULL
A003C | Qualitative odour - nature | NULL | No. | NULL | 0 | 0 | No | No | No | No | No | No | No | No | No | No | No | Yes | No | Yes | Yes | No | NULL | NULL
A003Z | Organoleptic odour | NULL | N/A | CM | 0 | 0 | Yes | No | Yes | No | No | No | No | No | No | No | Yes | No | No | Yes | Yes | No | NULL | NULL
A004 | Taste (quantitative) | Chemical Parameters | Dilution number at 25°C | CM | 0 | 0 | Yes | No | Yes | No | No | Yes | No | No | No | Yes | Yes | Yes | Yes | Yes | Yes | No | Taste | NULL
A004A | Organoleptic taste (raw water) | NULL | No. | CM | 0 | NULL | Yes | No | Yes | No | No | No | No | No | No | No | Yes | Yes | No | Yes | Yes | No | NULL | NULL
A004Z | Organoleptic taste | NULL | No. | CM | 0 | 0 | Yes | No | Yes | No | No | No | No | No | No | No | Yes | No | No | Yes | Yes | No | NULL | NULL
A005 | Temperature | NULL | deg °C | NULL | 0 | 0 | No | No | No | No | No | No | No | No | No | No | No | Yes | No | Yes | Yes | No | NULL
A006 | Hydrogen ion (pH) - indicator - zone | Indicator Parameters | pH Value | CM | 6.5 | 9.5 | Yes | No | Yes | No | No | Yes | No | No | No | Yes | Yes | Yes | Yes | Yes | Yes | No | Hydrogen Ion Concentration | NULL
A006A | Hydrogen ion (pH) (indicator) | NULL | pH Value | CM | 6.5 | 9.5 | Yes | No | No | Yes | No | No | No | No | No | No | Yes | No | No | Yes | Yes | No | NULL | NULL
A006B | Hydrogen ion (pH) | NULL | pH Value | CM | 4.5 | 9.5 | Yes | No | Yes | No | No | No | No | No | No | No | Yes | No | Yes | Yes | Yes | No | NULL | NULL
A006C | Hydrogen ion (pH) (on line monitor) | NULL | pH Value | NULL | 4.5 | 9.5 | No | No | No | No | No | No | No | No | No | No | No | Yes | Yes | Yes | Yes | No | NULL | NULL
A006Z | Hydrogen ion (pH) | NULL | pH Value | CM | 6.5 | 9.5 | Yes | No | Yes | No | No | No | No | No | No | No | Yes | No | No | Yes | Yes | No | NULL | NULL
A007 | Sulphate | Indicator Parameters | mg/L SO₄ | AM | 0 | 250 | No | No | No | Yes | No | Yes | No | No | Yes | Yes | Yes | Yes | Yes | Yes | Yes | No | Sulphate | 14808-79-8
A008 | Magnesium (total) | NULL | mg/L | NULL | 0 | 0 | No | No | No | No | No | No | No | No | No | No | No | Yes | No | Yes | Yes | No | NULL | 7439-95-4
A008A | Magnesium (dissolved) | NULL | mg/L | NULL | 0 | 0 | No | No | No | No | No | No | No | No | No | No | No | Yes | No | Yes | Yes | No | NULL | NULL
A009 | Sodium (total) | Chemical Parameters | mg/L Na | AM | 0 | 200 | Yes | No | Yes | No | No | Yes | No | No | No | Yes | Yes | Yes | Yes | Yes | Yes | No | Sodium | 7440-23-05
A009A | Sodium (dissolved) | NULL | mg/L Na | NULL | 0 | 0 | No | No | No | No | No | No | No | No | No | No | No | Yes | No | Yes | Yes | No | NULL | NULL
A010 | Potassium (total) | NULL | mg/L | NULL | 0 | 0 | No | No | No | No | No | No | No | No | No | No | No | Yes | No | Yes | Yes | No | NULL | 2023695
A010A | Potassium (dissolved) | NULL | mg/L | NULL | 0 | 0 | No | No | No | No | No | No | No | No | No | No | No | Yes | No | Yes | Yes | No | NULL | NULL
A011 | Dry residue | NULL | µg/L | NULL | 0 | 0 | No | No | No | No | No | No | No | No | No | No | No | Yes | No | Yes | Yes | No | NULL
A012 | Nitrate (total) | Chemical Parameters | mg/L NO₃ | AM | 0 | 50 | Yes | No | Yes | No | No | Yes | No | No | No | Yes | Yes | Yes | Yes | Yes | Yes | No | Nitrate | 14797-55-8
A012A | Nitrate (on line monitor) | NULL | mg/L NO₃ | NULL | 0 | 0 | No | No | No | No | No | No | No | No | No | No | No | Yes | No | Yes | Yes | No | NULL | NULL
A013A | Nitrite - consumers taps | Chemical Parameters | mg/L NO₂ | AM | 0 | 0.5 | Yes | No | Yes | No | No | Yes | No | No | No | Yes | Yes | Yes | Yes | Yes | Yes | No | Nitrite in distribution at the tap | 14797-65-0
A013B | Nitrite (total) | Chemical Parameters | mg/L NO₂ | AM | 0 | 0.1 | No | No | Yes | No | No | No | Yes | No | No | Yes | Yes | Yes | Yes | Yes | Yes | No | Nitrite ex water works | NULL
A013C | Nitrite/Nitrate formula | Chemical Parameters | mg/L | AM | 0 | 1 | No | No | Yes | No | Yes | Yes | No | No | No | Yes | Yes | Yes | Yes | Yes | Yes | No | Nitrate/nitrite formula
A014 | Ammonium (zone) | Indicator Parameters | mg/L NH₄ | CM | 0 | 0.5 | Yes | No | No | Yes | No | Yes | No | No | No | Yes | Yes | Yes | Yes | Yes | Yes | No | Ammonium | 14798-03-9
A014A | Ammonium (total) | NULL | mg/L NH₄ | NULL | 0 | 0 | No | No | No | No | No | No | No | No | No | No | No | Yes | No | Yes | Yes | No | NULL | NULL
A014B | Ammonia (total) | NULL | mg/L NH₃ | NULL | 0 | 0 | No | No | No | No | No | No | No | No | No | No | No | Yes | No | Yes | Yes | No | NULL | 7664-41-7
A016 | Oxidizability as O2 | NULL | µg/L | NULL | 0 | 0 | No | No | No | No | No | No | No | No | No | No | No | Yes | No | Yes | Yes | No | NULL
A017 | Total organic carbon | Indicator Parameters | mg/L C | AM | 0 | 0 | No | No | No | Yes | No | Yes | No | No | Yes | Yes | Yes | Yes | Yes | Yes | Yes | Yes | Total organic carbon (TOC) | NULL
A017A | Dissolved organic carbon | NULL | mg/L C | NULL | 0 | 0 | No | No | No | No | No | No | No | No | No | No | No | Yes | No | Yes | Yes | No | NULL | NULL
A017B | Particulate organic carbon | NULL | µg/L | NULL | 0 | 0 | No | No | No | No | No | No | No | No | No | No | No | Yes | No | Yes | Yes | No | NULL | NULL
A018 | Total petroleum hydrocarbons | NULL | µg/L | NULL | 0 | 0 | No | No | No | No | No | No | No | No | No | No | No | Yes | No | Yes | Yes | No | NULL | NULL
A018A | Total hydrocarbons (dissolved) | NULL | µg/L | NULL | 0 | 0 | No | No | No | No | No | No | No | No | No | No | No | Yes | No | Yes | Yes | No | NULL | NULL
A019 | Total Phenol as C6H6OH | NULL | µg/L | NULL | 0 | 0 | No | No | No | No | No | No | No | No | No | No | No | Yes | No | Yes | Yes | No | NULL
A020 | Surfactants | NULL | µg/L | NULL | 0 | 0 | No | No | No | No | No | No | No | No | No | No | No | Yes | No | Yes | Yes | No | NULL
A021 | Aluminium (total) | Chemical Parameters | µg/L Al | AM | 0 | 200 | Yes | No | Yes | No | No | Yes | No | No | No | Yes | Yes | Yes | Yes | Yes | Yes | No | Aluminium | 7429-90-5
A021A | Aluminium (dissolved) | NULL | µg/L Al | NULL | 0 | 0 | No | No | No | No | No | No | No | No | No | No | No | Yes | No | Yes | Yes | No | NULL | NULL
A022 | Iron (total) | Chemical Parameters | µg/L Fe | AM | 0 | 200 | Yes | No | Yes | No | No | Yes | No | No | No | Yes | Yes | Yes | Yes | Yes | Yes | No | Iron | 7439-89-6
A022A | Iron (dissolved) | NULL | µg/L Fe | NULL | 0 | 0 | No | No | No | No | No | No | No | No | No | No | No | Yes | No | Yes | Yes | No | NULL | NULL
A022B | Iron (on line monitor) | NULL | µg/L Fe | NULL | 0 | 0 | No | No | No | No | No | No | No | No | No | No | No | Yes | No | Yes | Yes | No | NULL | NULL
A023 | Manganese (total) | Chemical Parameters | µg/L Mn | AM | 0 | 50 | Yes | No | Yes | No | No | Yes | No | No | No | Yes | Yes | Yes | Yes | Yes | Yes | No | Manganese | 7439-96-5
A023A | Manganese (dissolved) | NULL | µg/L Mn | NULL | 0 | 0 | No | No | No | No | No | No | No | No | No | No | No | Yes | No | Yes | Yes | No | NULL | NULL
A024A | Copper (total) | Chemical Parameters | mg/L Cu | AM | 0 | 2 | Yes | No | Yes | No | No | Yes | No | No | No | Yes | Yes | Yes | Yes | Yes | Yes | No | Copper | 7440-50-8
A024B | Copper (dissolved) | NULL | mg/L Cu | NULL | 0 | 0 | No | No | No | No | No | No | No | No | No | No | No | Yes | No | Yes | Yes | No | NULL | NULL
A025 | Zinc (total) | NULL | µg/L Zn | NULL | 0 | 0 | No | No | No | No | No | No | No | No | No | No | No | Yes | No | Yes | Yes | No | NULL | 7440-66-6
A025A | Zinc (dissolved) | NULL | µg/L Zn | NULL | 0 | 0 | No | No | No | No | No | No | No | No | No | No | No | Yes | No | Yes | Yes | No | NULL | 7440-66-6
A026 | Phosphorus | NULL | µg/L P | NULL | 0 | 0 | No | No | No | No | No | No | No | No | No | No | No | Yes | No | Yes | Yes | No | NULL | 7723-14-0
A027 | Fluoride (total) | Chemical Parameters | mg/L F | AM | 0 | 1.5 | Yes | No | Yes | No | No | Yes | No | No | Yes | Yes | Yes | Yes | Yes | Yes | Yes | No | Fluoride | 16984-48-8
A027A | Fluoride (fluoridated) | NULL | mg/L F | AM | 0.8 | 1.2 | Yes | No | Yes | No | No | Yes | No | No | Yes | Yes | Yes | No | No | Yes | Yes | No | NULL | 16984-48-8
A028 | Silver as Ag | NULL | µg/L | NULL | 0 | 0 | No | No | No | No | No | No | No | No | No | No | No | Yes | No | Yes | Yes | No | NULL | 7440-22-4
A028A | Silver (dissolved) | NULL | µg/L | NULL | 0 | 0 | No | No | No | No | No | No | No | No | No | No | No | Yes | No | Yes | Yes | No | NULL | 7440-22-4
B001A | Arsenic (total) | Chemical Parameters | µg/L As | AM | 0 | 10 | Yes | No | Yes | No | No | Yes | No | No | Yes | Yes | Yes | Yes | Yes | Yes | Yes | No | Arsenic | 36275-68-0
B001B | Arsenic (dissolved) | NULL | µg/L As | NULL | 0 | 0 | No | No | No | No | No | No | No | No | No | No | No | Yes | No | Yes | Yes | No | NULL | 36275-68-0
B002 | Cadmium (total) | Chemical Parameters | µg/L Cd | AM | 0 | 5 | Yes | No | Yes | No | No | Yes | No | No | Yes | Yes | Yes | Yes | Yes | Yes | Yes | No | Cadmium | 7440-43-9
B002A | Cadmium (dissolved) | NULL | µg/L Cd | NULL | 0 | 0 | No | No | No | No | No | No | No | No | No | No | No | Yes | No | Yes | Yes | No | NULL | 7440-43-9
B003 | Cyanide (total) | Chemical Parameters | µg/L CN | AM | 0 | 50 | Yes | No | Yes | No | No | Yes | No | No | Yes | Yes | Yes | Yes | Yes | Yes | Yes | No | Cyanide | 57-12-5
B003A | Cyanide (dissolved) | NULL | µg/L CN | NULL | 0 | 0 | No | No | No | No | No | No | No | No | No | No | No | Yes | No | Yes | Yes | No | NULL | 57-12-5
B004 | Chromium (total) | Chemical Parameters | µg/L Cr | AM | 0 | 50 | Yes | No | Yes | No | No | Yes | No | No | No | Yes | Yes | Yes | Yes | Yes | Yes | No | Chromium | 7440-47-3
B004A | Chromium (dissolved) | NULL | µg/L Cr | NULL | 0 | 0 | No | No | No | No | No | No | No | No | No | No | No | Yes | No | Yes | Yes | No | NULL | 7440-47-3
B004B | Chromium vi | NULL | µg/L | NULL | 0 | 0 | No | No | No | No | No | No | No | No | No | No | No | Yes | No | Yes | Yes | No | NULL | 18540-29-9
B005 | Mercury (total) | Chemical Parameters | µg/L Hg | AM | 0 | 1 | Yes | No | Yes | No | No | Yes | No | No | Yes | Yes | Yes | Yes | Yes | Yes | Yes | No | Mercury | 92786-62-4
B005A | Mercury (dissolved) | NULL | µg/L Hg | NULL | 0 | 0 | No | No | No | No | No | No | No | No | No | No | No | Yes | No | Yes | Yes | No | NULL | 92786-62-4
B006A | Nickel (total) | Chemical Parameters | µg/L Ni | AM | 0 | 20 | Yes | No | Yes | No | No | Yes | No | No | No | Yes | Yes | Yes | Yes | Yes | Yes | No | Nickel | 7440-02-0
B006B | Nickel (dissolved) | NULL | µg/L Ni | NULL | 0 | 0 | No | No | No | No | No | No | No | No | No | No | No | Yes | No | Yes | Yes | No | NULL | 7440-02-0
B007A | Lead (25) | Chemical Parameters | µg/L Pb | AM | 0 | 25 | Yes | No | Yes | No | No | No | No | No | No | No | Yes | Yes | No | Yes | Yes | No | Lead | 7439-92-1
B007B | Lead (10) | NULL | µg/L Pb | AM | 0 | 10 | Yes | No | Yes | No | No | Yes | No | No | No | Yes | Yes | Yes | Yes | Yes | Yes | No | NULL | 7439-92-1
B007C | Lead (dissolved) | NULL | µg/L Pb | NULL | 0 | 0 | No | No | No | No | No | No | No | No | No | No | No | Yes | No | Yes | Yes | No | NULL | 7439-92-1
B008A | Antimony | Chemical Parameters | µg/L Sb | AM | 0 | 5 | Yes | No | Yes | No | No | Yes | No | No | Yes | Yes | Yes | Yes | Yes | Yes | Yes | No | Antimony | 7440-36-0
B009 | Selenium (total) | Chemical Parameters | µg/L Se | AM | 0 | 10 | Yes | No | Yes | No | No | Yes | No | No | Yes | Yes | Yes | Yes | Yes | Yes | Yes | No | Selenium | 7782-49-2
B010 | Pesticides (total by calculation) | Chemical Parameters | µg/L | AM | 0 | 0.5 | Yes | No | Yes | No | No | Yes | No | No | Yes | Yes | Yes | Yes | Yes | Yes | Yes | No | Pesticides – Total | NULL
B011 | Polycyclic Aromatic Hydrocarbons (6 substances) | NULL | µg/L | NULL | 0 | 0 | No | No | No | No | No | No | No | No | No | No | No | Yes | No | Yes | Yes | No | NULL
B011A | Fluoranthene | NULL | µg/L | NULL | 0 | 0 | No | No | No | No | No | No | No | No | No | No | No | Yes | No | Yes | Yes | No | NULL
B011B | Benzo[b]Fluoranthene (total) | NULL | µg/L | NULL | 0 | 0 | No | No | No | No | No | No | No | No | No | No | No | Yes | No | Yes | Yes | No | NULL | NULL
B011C | Benzo[k]Fluoranthene (total) | NULL | µg/L | NULL | 0 | 0 | No | No | No | No | No | No | No | No | No | No | No | Yes | No | Yes | Yes | No | NULL | NULL
B011D | Benzo[ghi]Perylene (total) | NULL | µg/L | NULL | 0 | 0 | No | No | No | No | No | No | No | No | No | No | No | Yes | No | Yes | Yes | No | NULL | NULL
B011E | Indeno[1 2 3-cd]Pyrene (total) | NULL | µg/L | NULL | 0 | 0 | No | No | No | No | No | No | No | No | No | No | No | Yes | No | Yes | Yes | No | NULL | NULL
B011F | Polycyclic aromatic hydrocarbons (total by calculation) | Chemical Parameters | µg/L | AM | 0 | 0.1 | Yes | No | Yes | No | No | Yes | No | No | No | Yes | Yes | Yes | Yes | Yes | Yes | No | Polycyclic Aromatic Hydrocarbons | NULL
B020 | Silica as SiO2 | NULL | µg/L | NULL | 0 | 0 | No | No | No | No | No | No | No | No | No | No | No | Yes | No | Yes | Yes | No | NULL | 14464-46-1
B021 | Cobalt as Co | NULL | µg/L | NULL | 0 | 0 | No | No | No | No | No | No | No | No | No | No | No | Yes | No | Yes | Yes | No | NULL | 7440-48-4
C001 | Total coliforms (confirmed) | Micro-Biological Parameters | number/100 ml | CM | 0 | 0 | No | Yes | No | No | No | No | Yes | Yes | No | Yes | Yes | Yes | No | Yes | Yes | No | NULL | NULL
C001A | Coliform bacteria (indicator) | Indicator Parameters | number/100 ml | CM | 0 | 0 | Yes | Yes | No | Yes | No | Yes | No | No | No | Yes | Yes | Yes | Yes | Yes | Yes | No | Coliform bacteria | NULL
C001B | Coliform bacteria (water in bottles or containers) | NULL | number/250 ml | NULL | 0 | 0 | No | Yes | No | No | No | No | No | No | No | No | No | No | Yes | Yes | Yes | No | NULL | NULL
C001P | Total Coliforms (presumptive) | NULL | number/100 ml | NULL | 0 | 0 | No | Yes | No | No | No | No | No | No | No | No | No | Yes | No | Yes | Yes | No | NULL | NULL
C002 | E. coli (confirmed) | Micro-Biological Parameters | number/100 ml | CM | 0 | 0 | Yes | Yes | No | No | No | Yes | Yes | Yes | No | Yes | Yes | Yes | Yes | Yes | Yes | No | Escherichia coli (E.coli) | NULL
C002B | E. coli (Water in Bottles or Containers) | NULL | number/250 ml | NULL | 0 | 0 | No | Yes | No | No | No | No | No | No | No | No | No | No | Yes | Yes | Yes | No | NULL | NULL
C002P | E. coli (presumptive) | NULL | number/100 ml | NULL | 0 | 0 | No | Yes | No | No | No | No | No | No | No | No | No | Yes | No | Yes | Yes | No | NULL | NULL
C003 | Enterococci (confirmed) | Micro-Biological Parameters | number/100 ml | AM | 0 | 0 | Yes | Yes | No | No | No | Yes | No | No | No | Yes | Yes | Yes | Yes | Yes | Yes | No | Enterococci | NULL
C003B | Enterococci (Water in Bottles or Containers) | NULL | number/250 ml | NULL | 0 | 0 | No | Yes | No | No | No | No | No | No | No | No | No | No | Yes | Yes | Yes | No | NULL | NULL
C003P | Enterococci (presumptive) | NULL | number/100 ml | NULL | 0 | 0 | No | Yes | No | No | No | No | No | No | No | No | No | Yes | No | Yes | Yes | No | NULL | NULL
C004A | Clostridium Perfringens (sulphite-reducing clostridia) (confirmed) | Indicator Parameters | number/100 ml | AM | 0 | 0 | No | Yes | No | Yes | No | Yes | No | No | Yes | Yes | Yes | Yes | Yes | Yes | Yes | No | Clostridium perfringens | NULL
C004P | Sulphite-reducing Clostridia (presumptive) | NULL | number/100 ml | NULL | 0 | 0 | No | Yes | No | No | No | No | No | No | No | No | No | Yes | No | Yes | Yes | No | NULL | NULL
C005 | Pseudomonas aeruginosa (Water in Bottles or Containers) | NULL | number/250 ml | NULL | 0 | 0 | No | Yes | No | No | No | No | No | No | No | No | No | No | Yes | Yes | Yes | No | NULL | NULL
C006B | Background count (37) | NULL | Count | NULL | 0 | 0 | No | Yes | No | No | No | No | No | No | No | No | No | Yes | No | Yes | Yes | No | NULL | NULL
C007 | Colony counts after 3 days at 22°C | Indicator Parameters | Number/1ml at 22°C | CM | 0 | NULL | Yes | Yes | No | Yes | No | Yes | Yes | Yes | No | Yes | Yes | Yes | Yes | Yes | Yes | Yes | Colony count 220C | NULL
C007B | Colony counts after 3 days at 22°C (water in bottles or containers) | NULL | Number/1ml at 22°C | NULL | 0 | 100 | No | Yes | No | No | No | No | No | No | No | No | No | No | Yes | Yes | Yes | No | NULL | NULL
C008 | Colony counts after 24 hours at 37°C | Indicator Parameters | Number/1ml at 37°C | CM | 0 | NULL | No | Yes | No | Yes | No | No | No | No | No | No | Yes | Yes | No | Yes | Yes | Yes | NULL | NULL
C009 | Residual disinfectant - free | Indicator Parameters | mg/L | CM | 0 | NULL | No | Yes | No | No | No | Yes | Yes | Yes | No | Yes | Yes | Yes | Yes | Yes | Yes | Yes | NULL | NULL
C010 | Residual disinfectant - total | Indicator Parameters | mg/L | CM | 0 | NULL | No | Yes | No | No | No | Yes | Yes | Yes | No | Yes | Yes | Yes | Yes | Yes | Yes | Yes | NULL | NULL
C012 | Colony counts after 7 days at 22°C | Indicator Parameters | Number/1ml at 22°C | CM | 0 | NULL | No | Yes | No | Yes | No | No | No | No | Yes | No | Yes | Yes | No | Yes | Yes | Yes | NULL | NULL
C013 | Colony counts after 48 hours at 37°C | Indicator Parameters | Number/1ml at 37°C | CM | 0 | NULL | No | Yes | No | Yes | No | Yes | Yes | Yes | No | Yes | Yes | Yes | No | Yes | Yes | Yes | NULL | NULL
C013B | Colony counts after 48 hours at 37°C (water in bottles or containers) | NULL | Number/1ml at 37°C | NULL | 0 | NULL | No | Yes | No | No | No | No | No | No | No | Yes | No | Yes | No | Yes | Yes | No | NULL | NULL
C111 | Cryptosporidium oocysts (confirmed) | Micro-Biological Parameters | oocysts > 1 in 10 litres | AM | 0 | NULL | No | Yes | No | No | No | No | No | No | No | No | Yes | Yes | Yes | Yes | Yes | No | NULL | NULL
C111A | Cryptosporidium oocysts (confirmed) | NULL | No. | NULL | 0 | NULL | No | Yes | No | No | No | No | No | No | No | No | No | Yes | Yes | Yes | Yes | No | NULL | NULL
C112A | Cladocera | NULL | Count | NULL | 0 | NULL | No | Yes | No | No | No | No | No | No | No | No | No | Yes | Yes | Yes | Yes | No | NULL | NULL
C112B | Copepoda | NULL | Count | NULL | 0 | NULL | No | Yes | No | No | No | No | No | No | No | No | No | Yes | Yes | Yes | Yes | No | NULL | NULL
C113 | Giardia number | NULL | Count | NULL | 0 | NULL | No | Yes | No | No | No | No | No | No | No | No | No | Yes | Yes | Yes | Yes | No | NULL | NULL
C113A | Giardia per litre | NULL | count/unit vol. | NULL | 0 | NULL | No | Yes | No | No | No | No | No | No | No | No | No | Yes | Yes | Yes | Yes | No | NULL | NULL
C114 | Rotifers | NULL | Count | NULL | 0 | NULL | No | Yes | No | No | No | No | No | No | No | No | No | Yes | Yes | Yes | Yes | No | NULL | NULL
C115 | Somatic Coliphages | NULL | pfu/ml | NULL | 0 | NULL | No | Yes | No | No | No | No | No | No | No | No | No | Yes | Yes | Yes | No | No | NULL | NULL
D001 | Electrical conductivity | Indicator Parameters | µS/cm at 20°C | CM | 0 | 2500 | No | No | No | Yes | No | Yes | No | No | Yes | Yes | Yes | Yes | Yes | Yes | Yes | No | Conductivity | NULL
D001A | Anions | NULL | mg/L | NULL | 0 | 0 | No | No | No | No | No | No | No | No | No | No | No | Yes | No | Yes | Yes | No | NULL
D001B | Cations | NULL | mg/L | NULL | 0 | 0 | No | No | No | No | No | No | No | No | No | No | No | Yes | No | Yes | Yes | No | NULL
D001C | Ionic balance | NULL | % | NULL | 0 | 0 | No | No | No | No | No | No | No | No | No | No | No | Yes | No | Yes | Yes | No | NULL | NULL
D002A | Chloride | Indicator Parameters | mg/L Cl | AM | 0 | 250 | No | No | No | Yes | No | Yes | No | No | Yes | Yes | Yes | Yes | Yes | Yes | Yes | No | Chloride | 16887-00-6
D003 | Calcium (total) | NULL | mg/L Ca | NULL | 0 | 0 | No | No | No | No | No | No | No | No | No | No | No | Yes | No | Yes | Yes | No | NULL | 7789-78-8
D003A | Calcium (Dissolved) | NULL | mg/L | NULL | 0 | 0 | No | No | No | No | No | No | No | No | No | No | No | Yes | No | Yes | Yes | No | NULL | 7789-78-8
D005A | Boron | Chemical Parameters | mg/L B | AM | 0 | 1 | Yes | No | Yes | No | No | Yes | No | No | Yes | Yes | Yes | Yes | Yes | Yes | Yes | No | Boron | 7440-42-8
D005B | Boron (dissolved) | NULL | mg/L B | NULL | 0 | 0 | No | No | No | No | No | No | No | No | No | No | No | Yes | No | Yes | Yes | No | NULL | 7440-42-8
D006 | Barium (total) | NULL | µg/L Ba | NULL | 0 | 0 | No | No | No | No | No | No | No | No | No | No | No | Yes | No | Yes | Yes | No | NULL | 7440-39-3
D007 | Benzo[a]Pyrene (total) | Chemical Parameters | µg/L | AM | 0 | 0.01 | Yes | No | Yes | No | No | Yes | No | No | No | Yes | Yes | Yes | Yes | Yes | Yes | No | Benzo(a)pyrene | NULL
D008 | Tetrachloromethane (total) | Chemical Parameters | µg/L | AM | 0 | 3 | Yes | No | Yes | No | No | Yes | No | No | Yes | Yes | Yes | Yes | Yes | Yes | Yes | No | NULL | 56-23-5
D009 | Trichloroethene (Total) | NULL | µg/L | NULL | 0 | 0 | No | No | No | No | No | No | No | No | No | No | No | Yes | No | Yes | Yes | No | NULL
D009B | Trichloroethene & Tetrachloroethene - sum of 2 substances (total by calculation) | Chemical Parameters | µg/L | AM | 0 | 10 | No | No | Yes | No | No | Yes | No | No | Yes | Yes | Yes | Yes | Yes | Yes | Yes | No | Tetrachloroethene and Trichloroethene | NULL
D010 | Tetrachloroethene (Total) | NULL | µg/L | NULL | 0 | 0 | No | No | No | No | No | No | No | No | No | No | No | Yes | No | Yes | Yes | No | NULL
D011 | Trihalomethanes (total by calculation) | Chemical Parameters | µg/L | AM | 0 | 100 | Yes | No | Yes | No | No | Yes | No | No | Yes | Yes | Yes | Yes | Yes | Yes | Yes | No | Trihalomethanes – Total | NULL
D011A | Trichloromethane-Chloroform (total) | NULL | µg/L | NULL | 0 | 0 | No | No | No | No | No | No | No | No | No | No | No | Yes | No | Yes | Yes | No | NULL | NULL
D011B | Bromodichloromethane (total) | NULL | µg/L | NULL | 0 | 0 | No | No | No | No | No | No | No | No | No | No | No | Yes | No | Yes | Yes | No | NULL | NULL
D011C | Dibromochloromethane-Chlorodibromomethane (total) | NULL | µg/L | NULL | 0 | 0 | No | No | No | No | No | No | No | No | No | No | No | Yes | No | Yes | Yes | No | NULL | NULL
D011D | Tribromomethane - Bromoform (total) | NULL | µg/L | NULL | 0 | 0 | No | No | No | No | No | No | No | No | No | No | No | Yes | No | Yes | Yes | No | NULL | NULL
D100 | 1 1 1-Trichloroethane (total) | NULL | µg/L | NULL | 0 | 0 | No | No | No | No | No | No | No | No | No | No | No | Yes | No | Yes | Yes | No | NULL | NULL
D101 | Chlorate | NULL | µg/L | NULL | 0 | 0 | No | No | No | No | No | No | No | No | No | No | No | Yes | No | Yes | Yes | No | NULL | 14866-68-3
D102 | Chlorite | NULL | µg/L | NULL | 0 | 0 | No | No | No | No | No | No | No | No | No | No | No | Yes | No | Yes | Yes | No | NULL | 14998-27-7
D103 | Trichloroacetic acid (TCA) | NULL | µg/L | NULL | 0 | 0 | No | No | No | No | No | No | No | No | No | No | No | Yes | No | Yes | Yes | No | NULL | 76-03-9
D104 | Dichloroacetic acid (DCA) | NULL | µg/L | NULL | 0 | 0 | No | No | No | No | No | No | No | No | No | No | No | Yes | No | Yes | Yes | No | NULL | 79-43-6
D105 | Monochloroacetic acid (MCA) | NULL | µg/L | NULL | 0 | 0 | No | No | No | No | No | No | No | No | No | No | No | Yes | No | Yes | Yes | No | NULL | 5278-95-5
D106 | Bromochloroacetic acid (bca) | NULL | µg/L | NULL | 0 | 0 | No | No | No | No | No | No | No | No | No | No | No | Yes | No | Yes | Yes | No | NULL | 5589-96-8
D107 | Bromodichloroacetic acid (bdca) | NULL | µg/L | NULL | 0 | 0 | No | No | No | No | No | No | No | No | No | No | No | Yes | No | Yes | Yes | No | NULL | 71133-14-7
D108 | Dibromoacetic acid (dba) | NULL | µg/L | NULL | 0 | 0 | No | No | No | No | No | No | No | No | No | No | No | Yes | No | Yes | Yes | No | NULL | 631-64-1
D109 | Dibromochloroacetic acid (dbca) | NULL | µg/L | NULL | 0 | 0 | No | No | No | No | No | No | No | No | No | No | No | Yes | No | Yes | Yes | No | NULL | 5278-95-5
D110 | Monobromoacetic acid (mba) | NULL | µg/L | NULL | 0 | 0 | No | No | No | No | No | No | No | No | No | No | No | Yes | No | Yes | Yes | No | NULL | 79-08-3
D111 | Tribromoacetic acid (TBA) | NULL | µg/L | NULL | 0 | 0 | No | No | No | No | No | No | No | No | No | No | No | Yes | No | Yes | Yes | No | NULL | 75-96-7
D112 | Haloacetic acids (total by calculation) | NULL | µg/L | NULL | 0 | 0 | No | No | No | No | No | No | No | No | No | No | No | Yes | No | Yes | Yes | No | NULL | NULL
DV001 | Regulation 26(1)(a) - Disinfect water | NULL | N/A | NULL | 0 | 0 | No | No | No | No | No | No | No | No | No | NULL | No | No | No | Yes | Yes | No | NULL | NULL
DV002 | Regulation 26(1)(b) - Sufficiently prepare water for disinfection | NULL | N/A | NULL | 0 | 0 | No | No | No | No | No | No | No | No | No | NULL | No | No | No | Yes | Yes | No | NULL | NULL
DV003 | Regulation 26(2)(a) - Design, operate & maintain disinfection so as to minimise DBPs | NULL | N/A | NULL | 0 | 0 | No | No | No | No | No | No | No | No | No | NULL | No | No | No | Yes | Yes | No | NULL | NULL
DV004 | Regulation 26(2)(b) - Verify effectiveness of disinfection | NULL | N/A | NULL | 0 | 0 | No | No | No | No | No | No | No | No | No | NULL | No | No | No | Yes | Yes | No | NULL | NULL
DV005 | Regulation 26(4) - Design & continuously operate an adequate treatment process for the water source | NULL | N/A | NULL | 0 | 0 | No | No | No | No | No | No | No | No | No | NULL | No | No | No | Yes | Yes | No | NULL | NULL
DV006 | WIA Section 202 - Water Industry (Suppliers' Information) Direction | NULL | N/A | NULL | 0 | 0 | No | No | No | No | No | No | No | No | No | NULL | No | No | No | Yes | Yes | No | NULL | NULL
DV007 | Regulation 4(2) - Wholesomeness | NULL | N/A | NULL | 0 | 0 | No | No | No | No | No | No | No | No | No | NULL | No | No | No | Yes | Yes | No | NULL | NULL
DV008 | Regulation 18 | NULL | N/A | NULL | 0 | 0 | No | No | No | No | No | No | No | No | No | NULL | No | No | No | Yes | Yes | No | NULL | NULL
DV009 | Regulation 19 | NULL | N/A | NULL | 0 | 0 | No | No | No | No | No | No | No | No | No | NULL | No | No | No | Yes | Yes | No | NULL | NULL
DV010 | WIA Section 208 – Security and Emergency Measures Direction (Security) | NULL | N/A | NULL | 0 | 0 | No | No | No | No | No | No | No | No | No | No | No | No | No | No | Yes | No | NULL
DV011 | WIA Section 208 – Security and Emergency Measures Direction (Alternative Supplies) | NULL | N/A | NULL | NULL | NULL | No | No | No | No | No | No | No | No | No | No | No | No | No | No | Yes | No | NULL
DV012 | NIS - Network and Information Systems regulations | NULL | N/A | NULL | NULL | NULL | No | No | No | No | No | No | No | No | No | No | No | No | No | No | Yes | No | NULL | NULL
E001 | Hardness, total | NULL | mg/L Ca | NULL | 0 | 0 | No | No | No | No | No | No | No | No | No | No | No | Yes | No | Yes | Yes | No | NULL | NULL
E001A | Hardness, Calcium | NULL | mg/L Ca | NULL | 0 | 0 | No | No | No | No | No | No | No | No | No | No | No | Yes | No | Yes | Yes | No | NULL
E001B | Hardness, Magnesium | NULL | mg/L | NULL | 0 | 0 | No | No | No | No | No | No | No | No | No | No | No | Yes | No | Yes | Yes | No | NULL
E001C | Hardness, total | NULL | mg/L CaC0₃ | NULL | 0 | 0 | No | No | No | No | No | No | No | No | No | No | No | Yes | No | Yes | Yes | No | NULL | NULL
E002 | Alkalinity (CaCO3) | NULL | mg/L CaC0₃ | NULL | 0 | 0 | No | No | No | No | No | No | No | No | No | No | No | Yes | No | Yes | Yes | No | NULL | NULL
E002A | Alkalinity (HCO3) | NULL | mg/L HCO₃ | NULL | 0 | 0 | No | No | No | No | No | No | No | No | No | No | No | Yes | No | Yes | Yes | No | NULL | NULL
F001 | 1,2-Dichloroethane (total) | Chemical Parameters | µg/L | AM | 0 | 3 | Yes | No | Yes | No | No | Yes | No | No | Yes | Yes | Yes | Yes | Yes | Yes | Yes | No | 1,2-dichloroethane | NULL
F002 | Benzene (total) | Chemical Parameters | µg/L | AM | 0 | 1 | Yes | No | Yes | No | No | Yes | No | No | Yes | Yes | Yes | Yes | Yes | Yes | Yes | No | Benzene | NULL
F002A | Benzene, 1,2,3,4-tetramethyl | NULL | µg/L | NULL | 0 | 0 | No | No | No | No | No | No | No | No | No | No | No | Yes | No | Yes | Yes | No | NULL | NULL
F002B | Benzene, 1,3-diethyl-5-methyl | NULL | µg/L | NULL | 0 | 0 | No | No | No | No | No | No | No | No | No | No | No | Yes | No | Yes | Yes | No | NULL | NULL
F002C | Benzene, 4-ethyl-1,2-dimethyl | NULL | µg/L | NULL | 0 | 0 | No | No | No | No | No | No | No | No | No | No | No | Yes | No | Yes | Yes | No | NULL | NULL
F003 | Bromate | Chemical Parameters | µg/L BrO₃ | AM | 0 | 10 | Yes | No | Yes | No | No | Yes | No | No | Yes | Yes | Yes | Yes | Yes | Yes | Yes | No | Bromate | NULL
F004 | Gross alpha | Indicator Parameters | Bq/L | AM | 0 | 0.1 | No | No | No | Yes | No | Yes | No | No | Yes | Yes | Yes | Yes | Yes | Yes | Yes | No | NULL | NULL
F005 | Gross beta | Indicator Parameters | Bq/L | AM | 0 | 1 | No | No | No | Yes | No | Yes | No | No | Yes | Yes | Yes | Yes | Yes | Yes | Yes | No | NULL | NULL
F006 | Tritium | Indicator Parameters | Bq/L | AM | 0 | 100 | No | No | No | Yes | No | Yes | No | No | Yes | Yes | Yes | Yes | Yes | Yes | Yes | No | Tritium | NULL
F007 | Total indicative dose (gross alpha and beta) | Indicator Parameters | mSv/year | AM | 0 | 0.1 | No | No | No | No | Yes | Yes | No | No | Yes | Yes | Yes | Yes | Yes | Yes | Yes | No | Total Indicative Dose | NULL
F008 | Acrylamide | Chemical Parameters | µg/L | AM | 0 | 0.1 | Yes | No | Yes | No | No | Yes | No | No | Yes | Yes | Yes | Yes | No | Yes | Yes | No | NULL | 79-06-1
F009 | Vinyl Chloride | Chemical Parameters | µg/L | AM | 0 | 0.5 | Yes | No | Yes | No | No | Yes | No | No | Yes | Yes | Yes | Yes | No | Yes | Yes | No | NULL | 75-01-4
F010 | Epichlorohydrin | Chemical Parameters | µg/L | AM | 0 | 0.1 | Yes | No | Yes | No | No | Yes | No | No | Yes | Yes | Yes | Yes | No | Yes | Yes | No | NULL | 106-89-8
F011 | 1,2,3-Trichlorobenzene | NULL | µg/L | NULL | 0 | 0 | No | No | No | No | No | No | No | No | No | No | No | Yes | No | Yes | Yes | No | NULL
F012 | 1,2,4-Trichlorobenzene | NULL | µg/L | NULL | 0 | 0 | No | No | No | No | No | No | No | No | No | No | No | Yes | No | Yes | Yes | No | NULL
F013 | 1,3,5-Trichlorobenzene | NULL | µg/L | NULL | 0 | 0 | No | No | No | No | No | No | No | No | No | No | No | Yes | No | Yes | Yes | No | NULL
F014 | Organotin | NULL | µg/L | NULL | 0 | 0 | No | No | No | No | No | No | No | No | No | No | No | Yes | No | Yes | Yes | No | NULL
F015 | Tributyltin | NULL | µg/L | NULL | 0 | 0 | No | No | No | No | No | No | No | No | No | No | No | Yes | No | Yes | Yes | No | NULL
F016 | Triphenyltin | NULL | µg/L | NULL | 0 | 0 | No | No | No | No | No | No | No | No | No | No | No | Yes | No | Yes | Yes | No | NULL | 1064-10-4
F017 | Volative Organic Compounds | NULL | µg/L | NULL | 0 | 0 | No | No | No | No | No | No | No | No | No | No | No | Yes | No | Yes | Yes | No | NULL
F018 | Ethyl benzene | NULL | µg/L | NULL | 0 | 0 | No | No | No | No | No | No | No | No | No | No | No | Yes | No | Yes | Yes | No | NULL | NULL
F019 | Free CO2 | NULL | mg/L as CO₂ | NULL | 0 | 0 | No | No | No | No | No | No | No | No | No | No | No | Yes | No | Yes | Yes | No | NULL | NULL
F020 | Dissolved oxygen | NULL | mg/L as O₂ | NULL | 0 | 0 | No | No | No | No | No | No | No | No | No | No | No | Yes | No | Yes | Yes | No | NULL | NULL
F020A | %SAT | NULL | % | NULL | 0 | 0 | No | No | No | No | No | No | No | No | No | No | No | Yes | No | Yes | Yes | No | NULL
F021 | Soluble Reactive Phosphate as P | NULL | µg/L P | NULL | 0 | 0 | No | No | No | No | No | No | No | No | No | No | No | Yes | No | Yes | Yes | No | NULL
F022 | Total Algae | NULL | Areal Units/ml | NULL | 0 | 0 | No | No | No | No | No | No | No | No | No | No | No | Yes | No | Yes | Yes | No | NULL | NULL
F022A | Total Other Algae | NULL | Areal Units/ml | NULL | 0 | 0 | No | No | No | No | No | No | No | No | No | No | No | Yes | No | Yes | Yes | No | NULL | NULL
F023 | Total Algae | NULL | Cells/ml | NULL | 0 | 0 | No | No | No | No | No | No | No | No | No | No | No | Yes | No | Yes | Yes | No | NULL | NULL
F023A | Total Other Algae | NULL | Cells/ml | NULL | 0 | 0 | No | No | No | No | No | No | No | No | No | No | No | Yes | No | Yes | Yes | No | NULL | NULL
F024 | Total Zooplankton | NULL | No. ml | NULL | 0 | 0 | No | No | No | No | No | No | No | No | No | No | No | Yes | No | Yes | Yes | No | NULL | NULL
F025 | Orthoxylene | NULL | µg/L | NULL | 0 | 0 | No | No | No | No | No | No | No | No | No | No | No | Yes | No | Yes | Yes | No | NULL
F026 | Paraxylene | NULL | µg/L | NULL | 0 | 0 | No | No | No | No | No | No | No | No | No | No | No | Yes | No | Yes | Yes | No | NULL
F027 | Toluene | NULL | µg/L | NULL | 0 | 0 | No | No | No | No | No | No | No | No | No | No | No | Yes | No | Yes | Yes | No | NULL
F028 | Xylene - All ( Meta, Para, Ortho) | NULL | µg/L | NULL | 0 | 0 | No | No | No | No | No | No | No | No | No | No | No | Yes | No | Yes | Yes | No | NULL
F029 | Bromide | NULL | Br- | NULL | 0 | 0 | No | No | No | No | No | No | No | No | No | No | No | Yes | No | Yes | Yes | No | NULL | 24959-67-9
F030 | Molybdenum (total) | NULL | µg/L Br | NULL | 0 | 0 | No | No | No | No | No | No | No | No | No | No | No | Yes | No | Yes | Yes | No | NULL | 7439-98-7
F031 | Radon | NULL | Bq/L | AM | 0 | 100 | No | No | No | Yes | No | Yes | No | No | Yes | Yes | Yes | Yes | Yes | Yes | Yes | No | NULL | NULL
F032 | (not used) | NULL | N/A | NULL | 0 | 0 | No | No | No | No | No | No | No | No | No | No | No | No | No | No | No | No | NULL
F033 | Perfluorooctanoic Acid | NULL | µg/L | NULL | 0 | 0 | No | No | No | No | No | No | No | No | No | No | No | Yes | No | Yes | Yes | No | NULL | 335-67-1
F033A | Perfluorooctane Sulfonate | NULL | µg/L | NULL | 0 | 0 | No | No | No | No | No | No | No | No | No | No | No | Yes | No | Yes | Yes | No | NULL | 1763-23-1
F034 | Algology - blue green algae | NULL | Cells/ml | NULL | 0 | 0 | No | No | No | No | No | No | No | No | No | No | No | Yes | No | Yes | Yes | No | NULL | NULL
F034A | Algology - green algae | NULL | Cells/ml | NULL | 0 | 0 | No | No | No | No | No | No | No | No | No | No | No | Yes | No | Yes | Yes | No | NULL | NULL
F034B | Algology - diatoms | NULL | Cells/ml | NULL | 0 | 0 | No | No | No | No | No | No | No | No | No | No | No | Yes | No | Yes | Yes | No | NULL | NULL
F034C | Algology - chrysophytes | NULL | Cells/ml | NULL | 0 | 0 | No | No | No | No | No | No | No | No | Yes | No | No | Yes | No | Yes | Yes | No | NULL | NULL
F034D | Algology - unicellular flagellates | NULL | Cells/ml | NULL | 0 | 0 | No | No | No | No | No | No | No | No | No | No | No | Yes | No | Yes | Yes | No | NULL | NULL
F034E | Algology - other taxa | NULL | Cells/ml | NULL | 0 | 0 | No | No | No | No | No | No | No | No | No | No | No | Yes | No | Yes | Yes | No | NULL | NULL
F035 | Salmonella | NULL | No. 1/ml | NULL | 0 | 0 | No | No | No | No | No | No | No | No | No | No | No | Yes | No | Yes | Yes | No | NULL | NULL
F036 | Uranium (Total) | NULL | µg/L U | NULL | 0 | 0 | No | No | No | No | No | No | No | No | No | No | No | Yes | No | Yes | Yes | No | NULL | NULL
F036A | Uranium 234 | NULL | µg/L U | NULL | 0 | 0 | No | No | No | No | No | No | No | No | No | No | No | Yes | No | Yes | Yes | No | NULL | 13966-29-5
F036B | Uranium 235 | NULL | µg/L U | NULL | 0 | 0 | No | No | No | No | No | No | No | No | No | No | No | Yes | No | Yes | Yes | No | NULL | 15117-96-1
F036C | Uranium 238 | NULL | µg/L U | NULL | 0 | 0 | No | No | No | No | No | No | No | No | No | No | No | Yes | No | Yes | Yes | No | NULL | 7440-61-1
F037 | Nitrogen (total) oxidised | NULL | mg/L NO₃ | NULL | 0 | 0 | No | No | No | No | No | No | No | No | No | No | No | Yes | No | Yes | Yes | No | NULL | NULL
F038 | Orthophosphate | NULL | µg/L | NULL | 0 | 0 | No | No | No | No | No | No | No | No | No | No | No | Yes | No | Yes | Yes | No | NULL
F039 | Dichloromethane | NULL | µg/L | NULL | 0 | 0 | No | No | No | No | No | No | No | No | No | No | No | Yes | No | Yes | Yes | No | NULL
F040 | UV Absorption | NULL | µg/L | NULL | 0 | 0 | No | No | No | No | No | No | No | No | No | No | No | Yes | No | Yes | Yes | No | NULL
F041 | Lithium as Li | NULL | µg/L | NULL | 0 | 0 | No | No | No | No | No | No | No | No | No | No | No | Yes | No | Yes | Yes | No | NULL | 7439-93-2
F042 | Strontium as Sr | NULL | µg/L | NULL | 0 | 0 | No | No | No | No | No | No | No | No | No | No | No | Yes | No | Yes | Yes | No | NULL
F043 | Vanadium as V | NULL | µg/L | NULL | 0 | 0 | No | No | No | No | No | No | No | No | No | No | No | Yes | No | Yes | Yes | No | NULL
F044 | Total Dissolved/suspended Solids | NULL | µg/L | NULL | 0 | 0 | No | No | No | No | No | No | No | No | No | No | No | Yes | No | Yes | Yes | No | NULL
F045 | BOD (ATU) | NULL | µg/L | NULL | 0 | 0 | No | No | No | No | No | No | No | No | No | No | No | Yes | No | Yes | Yes | No | NULL
F046 | CHL_A | NULL | µg/L | NULL | 0 | 0 | No | No | No | No | No | No | No | No | No | No | No | Yes | No | Yes | Yes | No | NULL
F047 | naphthalene | NULL | µg/L | NULL | 0 | 0 | No | No | No | No | No | No | No | No | No | No | No | Yes | No | Yes | Yes | No | NULL
F047A | Naphthalene, 1,2,3,4-tetrahydro- | NULL | µg/L | NULL | 0 | 0 | No | No | No | No | No | No | No | No | No | No | No | Yes | No | Yes | Yes | No | NULL
F047B | Naphthalene, 1,4-dimethyl- | NULL | µg/L | NULL | 0 | 0 | No | No | No | No | No | No | No | No | No | No | No | Yes | No | Yes | Yes | No | NULL
F047C | Naphthalene, 1,5-dimethyl- | NULL | µg/L | NULL | 0 | 0 | No | No | No | No | No | No | No | No | No | No | No | Yes | No | Yes | Yes | No | NULL
F047D | Naphthalene, 1-ethyl- | NULL | µg/L | NULL | 0 | 0 | No | No | No | No | No | No | No | No | No | No | No | Yes | No | Yes | Yes | No | NULL
F047E | Naphthalene, 2,3-dimethyl- | NULL | µg/L | NULL | 0 | 0 | No | No | No | No | No | No | No | No | No | No | No | Yes | No | Yes | Yes | No | NULL
F047F | Naphthalene, 2,6-dimethyl- | NULL | µg/L | NULL | 0 | 0 | No | No | No | No | No | No | No | No | No | No | No | Yes | No | Yes | Yes | No | NULL
F047G | Naphthalene, 2,7-dimethyl- | NULL | µg/L | NULL | 0 | 0 | No | No | No | No | No | No | No | No | No | No | No | Yes | No | Yes | Yes | No | NULL
F048 | OD254 | NULL | Abs/m | NULL | 0 | 0 | No | No | No | No | No | No | No | No | No | No | No | Yes | No | Yes | Yes | No | NULL
F049 | Chlorophyll | NULL | mg/L | NULL | 0 | 0 | No | No | No | No | No | No | No | No | No | No | No | Yes | No | Yes | Yes | No | NULL
F050 | Geosmin | NULL | ng/L | NULL | 0 | 0 | No | No | No | No | No | No | No | No | No | No | No | Yes | No | Yes | Yes | No | NULL | NULL
F051 | 2 Methyl Iso Borneol | NULL | µg/L | NULL | 0 | 0 | No | No | No | No | No | No | No | No | No | No | No | Yes | No | Yes | Yes | No | NULL | NULL
F052 | (not used) | NULL | N/A | NULL | 0 | 0 | No | No | No | No | No | No | No | No | No | No | No | No | No | No | No | No | NULL | NULL
F053 | Dimethlybenzenes (1,2/1,3/1,4-xylene isomers) | NULL | µg/L | NULL | 0 | 0 | No | No | No | No | No | No | No | No | No | No | No | Yes | No | Yes | Yes | No | NULL
F054 | Dimethlybenzenes (1,3/1,4-xylene isomers) | NULL | µg/L | NULL | 0 | 0 | No | No | No | No | No | No | No | No | No | No | No | Yes | No | Yes | Yes | No | NULL
F055 | Anthracene | NULL | µg/L | NULL | 0 | 0 | No | No | No | No | No | No | No | No | No | No | No | Yes | No | Yes | Yes | No | NULL
F056 | Pentabromodiphenylether | NULL | Abs/m | NULL | 0 | 0 | No | No | No | No | No | No | No | No | No | No | No | Yes | No | Yes | Yes | No | NULL | NULL
F057 | N-Nitrosodimethylamine | NULL | µg/L | NULL | 0 | 0 | No | No | No | No | No | No | No | No | No | No | No | Yes | No | Yes | Yes | No | NULL
F058 | C10- 13 Chloroalkanes | NULL | µg/L | NULL | 0 | 0 | No | No | No | No | No | No | No | No | No | No | No | Yes | No | Yes | Yes | No | NULL
F059 | Di(2-ethylhexyl)phthalate | NULL | µg/L | NULL | 0 | 0 | No | No | No | No | No | No | No | No | No | No | No | Yes | No | Yes | Yes | No | NULL
F060 | PhaeophytinA | NULL | µg/L | NULL | 0 | 0 | No | No | No | No | No | No | No | No | No | No | No | Yes | No | Yes | Yes | No | NULL
F061 | Microcystin | NULL | µg/L | NULL | 0 | 0 | No | No | No | No | No | No | No | No | No | No | No | Yes | No | Yes | Yes | No | NULL
F062 | Methylisoborneol | NULL | ng/L | NULL | 0 | 0 | No | No | No | No | No | No | No | No | No | No | No | Yes | No | Yes | Yes | No | NULL | NULL
F063 | Radium 226 | NULL | Bq/kg | NULL | 0 | 0 | No | No | No | No | No | No | No | No | No | No | No | Yes | No | Yes | Yes | No | NULL | NULL
F064 | 1,3 Dichlorobenzene | NULL | µg/L | NULL | 0 | 0 | No | No | No | No | No | No | No | No | No | No | No | Yes | No | Yes | Yes | No | NULL
F065 | 1,6,7-Trimethylnaphthalene | NULL | µg/L | NULL | 0 | 0 | No | No | No | No | No | No | No | No | No | No | No | Yes | No | Yes | Yes | No | NULL
F066 | 2,3,-dihydro-4,7-dimethyl-1H-Indene | NULL | µg/L | NULL | 0 | 0 | No | No | No | No | No | No | No | No | No | No | No | Yes | No | Yes | Yes | No | NULL
F067 | 2-Ethylhexyl diphenyl phosphate | NULL | µg/L | NULL | 0 | 0 | No | No | No | No | No | No | No | No | No | No | No | Yes | No | Yes | Yes | No | NULL
F068 | 2-Methylnaphthalene | NULL | µg/L | NULL | 0 | 0 | No | No | No | No | No | No | No | No | No | No | No | Yes | No | Yes | Yes | No | NULL
F069 | Benz[a]anthracene | NULL | µg/L | NULL | 0 | 0 | No | No | No | No | No | No | No | No | No | No | No | Yes | No | Yes | Yes | No | NULL
F070 | Benzyl alcohol | NULL | µg/L | NULL | 0 | 0 | No | No | No | No | No | No | No | No | No | No | No | Yes | No | Yes | Yes | No | NULL
F071 | Benzyl butyl phthalate | NULL | µg/L | NULL | 0 | 0 | No | No | No | No | No | No | No | No | No | No | No | Yes | No | Yes | Yes | No | NULL | NULL
F072 | Chrysene | NULL | µg/L | NULL | 0 | 0 | No | No | No | No | No | No | No | No | No | No | No | Yes | No | Yes | Yes | No | NULL
F073 | Hexanedioic acid, bis(2-ethylhexyl) ester | NULL | µg/L | NULL | 0 | 0 | No | No | No | No | No | No | No | No | No | No | No | Yes | No | Yes | Yes | No | NULL
F074 | Phenanthrene | NULL | µg/L | NULL | 0 | 0 | No | No | No | No | No | No | No | No | No | No | No | Yes | No | Yes | Yes | No | NULL
F075 | Pyrene | NULL | µg/L | NULL | 0 | 0 | No | No | No | No | No | No | No | No | No | No | No | Yes | No | Yes | Yes | No | NULL
F076 | Cumene | NULL | µg/L | NULL | 0 | 0 | No | No | No | No | No | No | No | No | No | No | No | Yes | No | Yes | Yes | No | NULL
F077 | Decane | NULL | µg/L | NULL | 0 | 0 | No | No | No | No | No | No | No | No | No | No | No | Yes | No | Yes | Yes | No | NULL
F078 | Hepetane | NULL | µg/L | NULL | 0 | 0 | No | No | No | No | No | No | No | No | No | No | No | Yes | No | Yes | Yes | No | NULL
F079 | Octane | NULL | µg/L | NULL | 0 | 0 | No | No | No | No | No | No | No | No | No | No | No | Yes | No | Yes | Yes | No | NULL
F080 | Phenanthracene | NULL | µg/L | NULL | 0 | 0 | No | No | No | No | No | No | No | No | No | No | No | Yes | No | Yes | Yes | No | NULL
F081 | Tetradecane | NULL | µg/L | NULL | 0 | 0 | No | No | No | No | No | No | No | No | No | No | No | Yes | No | Yes | Yes | No | NULL
F082 | Fungi | NULL | count/unit vol. | NULL | 0 | 0 | No | No | No | No | No | No | No | No | No | No | No | Yes | No | Yes | Yes | No | NULL
F083 | Sulphide mg/l | NULL | mg/L | NULL | 0 | 0 | No | No | No | No | No | No | No | No | No | No | No | Yes | No | Yes | Yes | No | NULL
F083A | Sulphide ug/l | NULL | µg/L | NULL | 0 | 0 | No | No | No | No | No | No | No | No | No | No | No | Yes | No | Yes | Yes | No | NULL
F084 | Tin (Dissolved) | NULL | µg/L | NULL | 0 | 0 | No | No | No | No | No | No | No | No | No | No | No | Yes | No | Yes | Yes | No | NULL
F085 | (Isopropylphenyl)diphenyl phosphate | NULL | µg/L | NULL | 0 | 0 | No | No | No | No | No | No | No | No | No | No | No | Yes | No | Yes | Yes | No | NULL
F086 | 2-Ethylhexanoic acid | NULL | µg/L | NULL | 0 | 0 | No | No | No | No | No | No | No | No | No | No | No | Yes | No | Yes | Yes | No | NULL | NULL
F087 | 4-t-Butylbenzoic acid | NULL | µg/L | NULL | 0 | 0 | No | No | No | No | No | No | No | No | No | No | No | Yes | No | Yes | Yes | No | NULL
F088 | Acetophenone derivatives | NULL | µg/L | NULL | 0 | 0 | No | No | No | No | No | No | No | No | No | No | No | Yes | No | Yes | Yes | No | NULL
F089 | Benzophenone | NULL | µg/L | NULL | 0 | 0 | No | No | No | No | No | No | No | No | No | No | No | Yes | No | Yes | Yes | No | NULL
F090 | Benzylmethyl phthalate | NULL | µg/L | NULL | 0 | 0 | No | No | No | No | No | No | No | No | No | No | No | Yes | No | Yes | Yes | No | NULL
F091 | Bisphenol A | NULL | µg/L | NULL | 0 | 0 | No | No | No | No | No | No | No | No | No | No | No | Yes | No | Yes | Yes | No | NULL
F092 | Caffeine | NULL | µg/L | NULL | 0 | 0 | No | No | No | No | No | No | No | No | No | No | No | Yes | No | Yes | Yes | No | NULL
F093 | Crotamiton | NULL | µg/L | NULL | 0 | 0 | No | No | No | No | No | No | No | No | No | No | No | Yes | No | Yes | Yes | No | NULL
F094 | Dichlorobenzoic acid | NULL | µg/L | NULL | 0 | 0 | No | No | No | No | No | No | No | No | No | No | No | Yes | No | Yes | Yes | No | NULL | NULL
F095 | Diethyltoluamide | NULL | µg/L | NULL | 0 | 0 | No | No | No | No | No | No | No | No | No | No | No | Yes | No | Yes | Yes | No | NULL
F096 | Di-t-butylnitrophenol | NULL | µg/L | NULL | 0 | 0 | No | No | No | No | No | No | No | No | No | No | No | Yes | No | Yes | Yes | No | NULL
F097 | Ibuprofen | NULL | µg/L | NULL | 0 | 0 | No | No | No | No | No | No | No | No | No | No | No | Yes | No | Yes | Yes | No | NULL
F098 | Kodaflex | NULL | µg/L | NULL | 0 | 0 | No | No | No | No | No | No | No | No | No | No | No | Yes | No | Yes | Yes | No | NULL
F099 | N,N-Diethylformamide | NULL | µg/L | NULL | 0 | 0 | No | No | No | No | No | No | No | No | No | No | No | Yes | No | Yes | Yes | No | NULL
F100 | Naproxen | NULL | µg/L | NULL | 0 | 0 | No | No | No | No | No | No | No | No | No | No | No | Yes | No | Yes | Yes | No | NULL
F101 | n-Lauryldimethylamine (antioxidant) | NULL | µg/L | NULL | 0 | 0 | No | No | No | No | No | No | No | No | No | No | No | Yes | No | Yes | Yes | No | NULL
F102 | Sulphonamides | NULL | µg/L | NULL | 0 | 0 | No | No | No | No | No | No | No | No | No | No | No | Yes | No | Yes | Yes | No | NULL
F103 | t-Butylbenzoic acid | NULL | µg/L | NULL | 0 | 0 | No | No | No | No | No | No | No | No | No | No | No | Yes | No | Yes | Yes | No | NULL
F104 | Tetraacetylethylenediamine | NULL | µg/L | NULL | 0 | 0 | No | No | No | No | No | No | No | No | No | No | No | Yes | No | Yes | Yes | No | NULL
F105 | Total Steroids | NULL | µg/L | NULL | 0 | 0 | No | No | No | No | No | No | No | No | No | No | No | Yes | No | Yes | Yes | No | NULL
F106 | Tri(2-butoxyethyl) phosphate | NULL | µg/L | NULL | 0 | 0 | No | No | No | No | No | No | No | No | No | No | No | Yes | No | Yes | Yes | No | NULL
F107 | Tris-(2-chloroethyl) phosphate - TCEP | NULL | µg/L | NULL | 0 | 0 | No | No | No | No | No | No | No | No | No | No | No | Yes | No | Yes | Yes | No | NULL | 115-96-8
F108 | Tri(chloropropyl) phosphate | NULL | µg/L | NULL | 0 | 0 | No | No | No | No | No | No | No | No | No | No | No | Yes | No | Yes | Yes | No | NULL
F109 | Benzothiazole | NULL | µg/L | NULL | 0 | 0 | No | No | No | No | No | No | No | No | No | No | No | Yes | No | Yes | Yes | No | NULL
F110 | (Isopropylphenyl)isocyanate | NULL | µg/L | NULL | 0 | 0 | No | No | No | No | No | No | No | No | No | No | No | Yes | No | Yes | Yes | No | NULL
F111 | Cholestanol | NULL | µg/L | NULL | 0 | 0 | No | No | No | No | No | No | No | No | No | No | No | Yes | No | Yes | Yes | No | NULL
F112 | Cholesterol | NULL | µg/L | NULL | 0 | 0 | No | No | No | No | No | No | No | No | No | No | No | Yes | No | Yes | Yes | No | NULL
F113 | Bis(2-ethylhexyl) phthalate | NULL | µg/L | NULL | 0 | 0 | No | No | No | No | No | No | No | No | No | No | No | Yes | No | Yes | Yes | No | NULL
F114 | Total Phthalate Esters | NULL | µg/L | NULL | 0 | 0 | No | No | No | No | No | No | No | No | No | No | No | Yes | No | Yes | Yes | No | NULL
F115 | Butylmethyl phthalate | NULL | µg/L | NULL | 0 | 0 | No | No | No | No | No | No | No | No | No | No | No | Yes | No | Yes | Yes | No | NULL
F116 | 1,3,5-Trimethylbenzene | NULL | µg/L | NULL | 0 | 0 | No | No | No | No | No | No | No | No | No | No | No | Yes | No | Yes | Yes | No | NULL
F117 | 1,2,4-Trimethylbenzene | NULL | µg/L | NULL | 0 | 0 | No | No | No | No | No | No | No | No | No | No | No | Yes | No | Yes | Yes | No | NULL
F118 | sec-Butylbenzene | NULL | µg/L | NULL | 0 | 0 | No | No | No | No | No | No | No | No | No | No | No | Yes | No | Yes | Yes | No | NULL
F119 | n-Butylbenzene | NULL | µg/L | NULL | 0 | 0 | No | No | No | No | No | No | No | No | No | No | No | Yes | No | Yes | Yes | No | NULL
F120 | 1-methyl-2-propyl-benzene | NULL | µg/L | NULL | 0 | 0 | No | No | No | No | No | No | No | No | No | No | No | Yes | No | Yes | Yes | No | NULL | NULL
F121 | 1,8-Dimethylnaphthalene | NULL | µg/L | NULL | 0 | 0 | No | No | No | No | No | No | No | No | No | No | No | Yes | No | Yes | Yes | No | NULL
F122 | 1,2,4,5-tetramethyl-Benzene | NULL | µg/L | NULL | 0 | 0 | No | No | No | No | No | No | No | No | No | No | No | Yes | No | Yes | Yes | No | NULL
F123 | 1,2,3,4-tetrahydro-naphthalene | NULL | µg/L | NULL | 0 | 0 | No | No | No | No | No | No | No | No | No | No | No | Yes | No | Yes | Yes | No | NULL | NULL
F124 | Caprolactam | NULL | µg/L | NULL | 0 | 0 | No | No | No | No | No | No | No | No | No | No | No | Yes | No | Yes | Yes | No | NULL
F125 | Cyclohexanone | NULL | µg/L | NULL | 0 | 0 | No | No | No | No | No | No | No | No | No | No | No | Yes | No | Yes | Yes | No | NULL
F126 | Di-n-butyl phthalate | NULL | µg/L | NULL | 0 | 0 | No | No | No | No | No | No | No | No | No | No | No | Yes | No | Yes | Yes | No | NULL
F127 | 4-Nitrophenol | NULL | µg/L | NULL | 0 | 0 | No | No | No | No | No | No | No | No | No | No | No | Yes | No | Yes | Yes | No | NULL
F128 | Diethylene glycol | NULL | µg/L | NULL | 0 | 0 | No | No | No | No | No | No | No | No | No | No | No | Yes | No | Yes | Yes | No | NULL
F129 | Isoporone | NULL | µg/L | NULL | 0 | 0 | No | No | No | No | No | No | No | No | No | No | No | Yes | No | Yes | Yes | No | NULL
F130 | N,N-Diethyl-m-toluamide | NULL | µg/L | NULL | 0 | 0 | No | No | No | No | No | No | No | No | No | No | No | Yes | No | Yes | Yes | No | NULL
F131 | Sulfur (S8) | NULL | µg/L | NULL | 0 | 0 | No | No | No | No | No | No | No | No | No | No | No | Yes | No | Yes | Yes | No | NULL | 7704-34-9
F132 | 9,19-Cyclolanostan-3-ol | NULL | µg/L | NULL | 0 | 0 | No | No | No | No | No | No | No | No | No | No | No | Yes | No | Yes | Yes | No | NULL
F133 | Acetate (3.beta) | NULL | µg/L | NULL | 0 | 0 | No | No | No | No | No | No | No | No | No | No | No | Yes | No | Yes | Yes | No | NULL
F134 | 1-Methyl-2-pyrrolidinone | NULL | µg/L | NULL | 0 | 0 | No | No | No | No | No | No | No | No | No | No | No | Yes | No | Yes | Yes | No | NULL
F135 | Tetrahydrofuran | NULL | µg/L | NULL | 0 | 0 | No | No | No | No | No | No | No | No | No | No | No | Yes | No | Yes | Yes | No | NULL
F136 | (3H)-Isobenzofuranone | NULL | µg/L | NULL | 0 | 0 | No | No | No | No | No | No | No | No | No | No | No | Yes | No | Yes | Yes | No | NULL
F137 | N-Nitrosomorpholine | NULL | µg/L | NULL | 0 | 0 | No | No | No | No | No | No | No | No | No | No | No | Yes | No | Yes | Yes | No | NULL
F138 | Dibenzofuran | NULL | µg/L | NULL | 0 | 0 | No | No | No | No | No | No | No | No | No | No | No | Yes | No | Yes | Yes | No | NULL
F139 | N,N,N',N'-tetraacetylethylenediamine | NULL | µg/L | NULL | 0 | 0 | No | No | No | No | No | No | No | No | No | No | No | Yes | No | Yes | Yes | No | NULL
F140 | Benzenesulfonamide | NULL | µg/L | NULL | 0 | 0 | No | No | No | No | No | No | No | No | No | No | No | Yes | No | Yes | Yes | No | NULL
F141 | N-Butyl-benzenesulfonamide | NULL | µg/L | NULL | 0 | 0 | No | No | No | No | No | No | No | No | No | No | No | Yes | No | Yes | Yes | No | NULL
F142 | UV Transmission | NULL | % transmission | NULL | 0 | 0 | No | No | No | No | No | No | No | No | No | No | No | Yes | No | Yes | Yes | No | NULL
F143 | Butylated Hydroxytoluene | NULL | µg/L | NULL | 0 | 0 | No | No | No | No | No | No | No | No | No | No | No | Yes | No | Yes | Yes | No | NULL
F144 | Phthalic Anhydride | NULL | µg/L | NULL | 0 | 0 | No | No | No | No | No | No | No | No | No | No | No | Yes | No | Yes | Yes | No | NULL
F145 | Benzoic acid, 3,5-bis(1,1-dimethyllethyl)4-hydroxy | NULL | µg/L | NULL | 0 | 0 | No | No | No | No | No | No | No | No | No | No | No | Yes | No | Yes | Yes | No | NULL
F146 | Carbamazepine | NULL | µg/L | NULL | 0 | 0 | No | No | No | No | No | No | No | No | No | No | No | Yes | No | Yes | Yes | No | NULL
F147 | Lupenone | NULL | µg/L | NULL | 0 | 0 | No | No | No | No | No | No | No | No | No | No | No | Yes | No | Yes | Yes | No | NULL
F148 | Chloroxylenol | NULL | µg/L | NULL | 0 | 0 | No | No | No | No | No | No | No | No | No | No | No | Yes | No | Yes | Yes | No | NULL
F149 | 2,4,7,9-Tetramethyl-5-decyne-4,7-diol | NULL | µg/L | NULL | 0 | 0 | No | No | No | No | No | No | No | No | No | No | No | Yes | No | Yes | Yes | No | NULL
F150 | 2-Propanol,1-chloro-,phosphate | NULL | µg/L | NULL | 0 | 0 | No | No | No | No | No | No | No | No | No | No | No | Yes | No | Yes | Yes | No | NULL
F151 | Tris (1,3-dichloroisopropyl) phosphate | NULL | µg/L | NULL | 0 | 0 | No | No | No | No | No | No | No | No | No | No | No | Yes | No | Yes | Yes | No | NULL
F152 | Triphenyl phosphate | NULL | µg/L | NULL | 0 | 0 | No | No | No | No | No | No | No | No | No | No | No | Yes | No | Yes | Yes | No | NULL
F153 | 1,4-Dioxane | NULL | µg/L | NULL | 0 | 0 | No | No | No | No | No | No | No | No | No | No | No | Yes | No | Yes | Yes | No | NULL
F154 | Carbazole | NULL | µg/L | NULL | 0 | 0 | No | No | No | No | No | No | No | No | No | No | No | Yes | No | Yes | Yes | No | NULL
F155 | Vanillin | NULL | µg/L | NULL | 0 | 0 | No | No | No | No | No | No | No | No | No | No | No | Yes | No | Yes | Yes | No | NULL
F156 | 2-Ethylhexyl salicylate | NULL | µg/L | NULL | 0 | 0 | No | No | No | No | No | No | No | No | No | No | No | Yes | No | Yes | Yes | No | NULL
F157 | Beryllium | NULL | µg/L | NULL | 0 | 0 | No | No | No | No | No | No | No | No | No | No | No | Yes | No | Yes | Yes | No | NULL
F158 | Thallium | NULL | µg/L | NULL | 0 | 0 | No | No | No | No | No | No | No | No | No | No | No | Yes | No | Yes | Yes | No | NULL
F159 | Titanium | NULL | µg/L | NULL | 0 | 0 | No | No | No | No | No | No | No | No | No | No | No | Yes | No | Yes | Yes | No | NULL
F160 | 1,2 dibromoethane | NULL | µg/L | NULL | 0 | 0 | No | No | No | No | No | No | No | No | No | No | No | Yes | No | Yes | Yes | No | NULL
F161 | Diclofenac | NULL | µg/L | NULL | 0 | 0 | No | No | No | No | No | Yes | No | No | Yes | No | No | Yes | No | Yes | Yes | No | NULL | NULL
F162 | 2-Ethyl-5,5-dimethyl-1,3-dioxacyclohexane | NULL | µg/L | NULL | 0 | 0 | No | No | No | No | No | No | No | No | No | No | No | Yes | No | Yes | Yes | No | NULL
F163 | 2-Ethyl-4-methyl-1,3-dioxacyclopentane | NULL | µg/L | NULL | 0 | 0 | No | No | No | No | No | No | No | No | No | No | No | Yes | No | Yes | Yes | No | NULL
F164 | Aluminium sulphate | NULL | N/A | NULL | 0 | 0 | No | No | No | No | No | No | No | No | No | No | No | Yes | No | Yes | Yes | No | NULL | NULL
F165 | Brominated diphenyl ethers | NULL | N/A | NULL | 0 | 0 | No | No | No | No | No | No | No | No | No | No | No | No | No | Yes | Yes | No | NULL | NULL
F166 | Bromine | NULL | N/A | NULL | 0 | 0 | No | No | No | No | No | No | No | No | No | No | No | No | No | Yes | Yes | No | NULL | NULL
F167 | Chemical oxygen demand | NULL | mg/L | NULL | 0 | 0 | No | No | No | No | No | No | No | No | No | No | No | No | No | Yes | Yes | No | NULL | NULL
F168 | Hydrogen sulphide | NULL | NULL | NULL | 0 | 0 | No | No | No | No | No | No | No | No | No | No | No | No | No | Yes | Yes | No | NULL | NULL
F169 | Ozone | NULL | mg/L | NULL | 0 | 0 | No | No | No | No | No | No | No | No | No | No | No | No | No | Yes | Yes | No | NULL | NULL
F170 | Para-Tert-Octylphenol | NULL | mg/L | NULL | 0 | 0 | No | No | No | No | No | No | No | No | No | No | No | No | No | Yes | Yes | No | NULL | NULL
F171 | Sodium bisulphite | NULL | mg/L | NULL | 0 | 0 | No | No | No | No | No | No | No | No | No | No | No | No | No | Yes | Yes | No | NULL | NULL
F172 | Sodium chloride | NULL | mg/L | NULL | 0 | 0 | No | No | No | No | No | No | No | No | No | No | No | No | No | Yes | Yes | No | NULL | NULL
F173 | Sodium hypochlorite | NULL | mg/L | NULL | 0 | 0 | No | No | No | No | No | No | No | No | No | No | No | No | No | Yes | Yes | No | NULL | NULL
F174 | Sulphuric acid | NULL | mg/L | NULL | 0 | 0 | No | No | No | No | No | No | No | No | No | No | No | No | No | Yes | Yes | No | NULL | NULL
F175 | (not used) | NULL | N/A | NULL | 0 | 0 | No | No | No | No | No | No | No | No | No | No | No | No | No | Yes | Yes | No | NULL | NULL
F176 | Tungsten | NULL | N/A | NULL | 0 | 0 | No | No | No | No | No | No | No | No | No | No | No | No | No | Yes | Yes | No | NULL | NULL
F177 | Urea | NULL | N/A | NULL | 0 | 0 | No | No | No | No | No | No | No | No | No | No | No | No | No | Yes | Yes | No | NULL | NULL
F178 | Actiflo sand | NULL | N/A | NULL | 0 | 0 | No | No | No | No | No | No | No | No | No | No | No | No | No | Yes | Yes | No | NULL | NULL
F179 | Brimac | NULL | N/A | NULL | 0 | 0 | No | No | No | No | No | No | No | No | No | No | No | No | No | Yes | Yes | No | NULL | NULL
F180 | Ferric sulphate | NULL | mg/L | NULL | 0 | 0 | No | No | No | No | No | No | No | No | No | No | No | No | No | Yes | Yes | No | NULL | NULL
F181 | Granular activated carbon | NULL | N/A | NULL | 0 | 0 | No | No | No | No | No | No | No | No | No | No | No | No | No | Yes | Yes | No | NULL | NULL
F182 | Lime | NULL | N/A | NULL | 0 | 0 | No | No | No | No | No | No | No | No | No | No | No | No | No | Yes | Yes | No | NULL | NULL
F183 | Magnetite | NULL | N/A | NULL | 0 | 0 | No | No | No | No | No | No | No | No | No | No | No | No | No | Yes | Yes | No | NULL | NULL
F184 | Polydadmac | NULL | N/A | NULL | 0 | 0 | No | No | No | No | No | No | No | No | No | No | No | No | No | Yes | Yes | No | NULL | NULL
F185 | Polyelectrolyte | NULL | N/A | NULL | 0 | 0 | No | No | No | No | No | No | No | No | No | No | No | No | No | Yes | Yes | No | NULL | NULL
F186 | Rapid Gravity Filter Media | NULL | N/A | NULL | 0 | 0 | No | No | No | No | No | No | No | No | No | No | No | No | No | Yes | Yes | No | NULL | NULL
F187 | Sirofloc | NULL | N/A | NULL | 0 | 0 | No | No | No | No | No | No | No | No | No | No | No | No | No | Yes | Yes | No | NULL | NULL
F188 | Amobarbitol | NULL | µg/L | NULL | 0 | 0 | No | No | No | No | No | No | No | No | No | No | No | Yes | No | Yes | Yes | No | NULL
F189 | Chloral hydrate | NULL | µg/L | NULL | 0 | 0 | No | No | No | No | No | No | No | No | No | No | No | No | No | Yes | Yes | No | NULL | NULL
F190 | 3-chloro-dichlormethyl-5-hydroxy-2(5H)-furanone | NULL | µg/L | NULL | 0 | 0 | No | No | No | No | No | No | No | No | No | No | No | Yes | No | Yes | Yes | No | NULL | NULL
F191 | Chloropicrin | NULL | µg/L | NULL | 0 | 0 | No | No | No | No | No | No | No | No | No | No | No | No | No | Yes | Yes | No | NULL | NULL
F192 | Formaldehyde | NULL | µg/L | NULL | 0 | 0 | No | No | No | No | No | No | No | No | No | No | No | No | No | Yes | Yes | No | NULL | NULL
F193 | Hydrogen peroxide | NULL | µg/L | NULL | 0 | 0 | No | No | No | No | No | No | No | No | No | No | No | No | No | Yes | Yes | No | NULL | NULL
F194 | Cyanogen chloride | NULL | µg/L | NULL | 0 | 0 | No | No | No | No | No | No | No | No | No | No | No | No | No | Yes | Yes | No | NULL | NULL
F195 | n-Dimethylnitrosamine | NULL | µg/L | NULL | 0 | 0 | No | No | No | No | No | No | No | No | No | No | No | No | No | Yes | Yes | No | NULL | NULL
F196 | 2-ethyl-5,5-dimethyl-1,3-dioxane | NULL | µg/L | NULL | 0 | 0 | No | No | No | No | No | No | No | No | No | No | No | Yes | No | Yes | Yes | No | NULL | NULL
F197 | 2-ethyl-4-methyl-1,3-dioxolane | NULL | µg/L | NULL | 0 | 0 | No | No | No | No | No | No | No | No | No | No | No | Yes | No | Yes | Yes | No | NULL | NULL
F198 | Phosphate | NULL | µg/L | NULL | 0 | 0 | No | No | No | No | No | No | No | No | No | No | No | No | No | Yes | Yes | No | NULL | NULL
F199 | Triethyl Phosphate (TEP) | NULL | µg/L | NULL | 0 | 0 | No | No | No | No | No | No | No | No | No | No | No | Yes | No | Yes | Yes | No | NULL
F200 | 4,4-Methylenebis (phenylisocyanate) | NULL | µg/L | NULL | 0 | 0 | No | No | No | No | No | No | No | No | No | No | No | Yes | No | Yes | Yes | No | NULL
F201 | Propan-2-yl hexadecanoate | NULL | µg/L | NULL | 0 | 0 | No | No | No | No | No | No | No | No | No | No | No | Yes | No | Yes | Yes | No | NULL | 142-91-6
F202 | Fluoren-9-one | NULL | µg/L | NULL | 0 | 0 | No | No | No | No | No | No | No | No | No | No | No | Yes | No | Yes | Yes | No | NULL | 486-25-9
F203 | Dibenzothiophene | NULL | µg/L | NULL | 0 | 0 | No | No | No | No | No | No | No | No | No | No | No | Yes | No | Yes | Yes | No | NULL | 132-65-0
F204 | 2,4,6-Tribromophenol (TBP) | NULL | µg/L | NULL | 0 | 0 | No | No | No | No | No | No | No | No | No | No | No | Yes | No | Yes | Yes | No | NULL
F205 | Methanone | NULL | µg/L | NULL | 0 | 0 | No | No | No | No | No | No | No | No | No | No | No | Yes | No | Yes | Yes | No | NULL
F206 | Indane | NULL | µg/L | NULL | 0 | 0 | No | No | No | No | No | No | No | No | No | No | No | Yes | No | Yes | Yes | No | NULL
F207 | Benzene sulfonalide | NULL | µg/L | NULL | 0 | 0 | No | No | No | No | No | No | No | No | No | No | No | Yes | No | Yes | Yes | No | NULL | NULL
F208 | Diphenyl sulfone | NULL | µg/L | NULL | 0 | 0 | No | No | No | No | No | No | No | No | No | No | No | Yes | No | Yes | Yes | No | NULL | NULL
F209 | Diisobutyl phthalate | NULL | µg/L | NULL | 0 | 0 | No | No | No | No | No | No | No | No | No | No | No | Yes | No | Yes | Yes | No | NULL
F210 | 1H-Benzotriazole | NULL | µg/L | NULL | 0 | 0 | No | No | No | No | No | No | No | No | No | No | No | Yes | No | Yes | Yes | No | NULL
F211 | 1H-Benzotriazole-5 methyl | NULL | µg/L | NULL | 0 | 0 | No | No | No | No | No | No | No | No | No | No | No | Yes | No | Yes | Yes | No | NULL
F212 | 1_1-Dichloroethene | NULL | µg/L | NULL | 0 | 0 | No | No | No | No | No | No | No | No | No | No | No | Yes | No | Yes | Yes | No | NULL
F213 | Cedrol | NULL | µg/L | NULL | 0 | 0 | No | No | No | No | No | No | No | No | No | NULL | No | Yes | No | Yes | Yes | No | NULL | 77-53-2
F214 | 4-Heptanone | NULL | µg/L | NULL | 0 | 0 | No | No | No | No | No | No | No | No | No | NULL | No | Yes | No | Yes | Yes | No | NULL | 123-19-3
F215 | 2-Ethyl-1-hexanol | NULL | µg/L | NULL | 0 | 0 | No | No | No | No | No | No | No | No | No | No | No | Yes | No | Yes | Yes | No | NULL | 104-76-7
F216 | Decamethylcyclopentasiloxane (D5) | NULL | µg/L | NULL | 0 | 0 | No | No | No | No | No | No | No | No | No | No | No | Yes | No | Yes | Yes | No | NULL | 541-02-6
F217 | Dodecamethylcyclohexasiloxane (D6) | NULL | µg/L | NULL | 0 | 0 | No | No | No | No | No | No | No | No | No | No | No | Yes | No | Yes | Yes | No | NULL | 540-97-6
F218 | Triethyl citrate | NULL | µg/L | NULL | 0 | 0 | No | No | No | No | No | No | No | No | No | No | No | Yes | No | Yes | Yes | No | NULL | 77-93-0
F219 | Coumarin | NULL | µg/L | NULL | 0 | 0 | No | No | No | No | No | No | No | No | No | No | No | Yes | No | Yes | Yes | No | NULL | 91-64-5
F220 | Triphenylphosphine oxide | NULL | µg/L | NULL | 0 | 0 | No | No | No | No | No | No | No | No | No | No | No | Yes | No | Yes | Yes | No | NULL | 791-28-6
F221 | Neophytadiene | NULL | µg/L | NULL | 0 | 0 | No | No | No | No | No | No | No | No | No | No | No | Yes | No | Yes | Yes | No | NULL | 504-96-1
F222 | Phenethyl isocyanate | NULL | µg/L | NULL | 0 | 0 | No | No | No | No | No | No | No | No | No | No | No | Yes | No | Yes | Yes | No | NULL | 1943-82-4
F223 | Homosalate | NULL | µg/L | NULL | 0 | 0 | No | No | No | No | No | No | No | No | No | No | No | Yes | No | Yes | Yes | No | NULL | 118-56-9
F224 | Dimethyl disulfide | NULL | µg/L | NULL | 0 | 0 | No | No | No | No | No | No | No | No | No | No | No | Yes | No | Yes | Yes | No | NULL | 624-92-0
F225 | Dimethyl trisulfide | NULL | µg/L | NULL | 0 | 0 | No | No | No | No | No | No | No | No | No | No | No | Yes | No | Yes | Yes | No | NULL | 3658-80-8
F226 | 2-Methylmercaptobenzothiazole | NULL | µg/L | NULL | 0 | 0 | No | No | No | No | No | No | No | No | No | No | No | Yes | No | Yes | Yes | No | NULL | 615-22-5
F227 | 2-Methoxynaphthalene | NULL | µg/L | NULL | 0 | 0 | No | No | No | No | No | No | No | No | No | No | No | Yes | No | Yes | Yes | No | NULL | 93-04-9
F228 | Alpha iso methylionone | NULL | µg/L | NULL | 0 | 0 | No | No | No | No | No | No | No | No | No | No | No | Yes | No | Yes | Yes | No | NULL | 127-51-5
F229 | p-Benzoquinone | NULL | µg/L | NULL | 0 | 0 | No | No | No | No | No | No | No | No | No | No | No | Yes | No | Yes | Yes | No | NULL | 106-51-4
F230 | 2,6,6-trimethyl-2-cyclohexene-1,4-dione | NULL | µg/L | NULL | 0 | 0 | No | No | No | No | No | No | No | No | No | No | No | Yes | No | Yes | Yes | No | NULL | 1125-21-9
F231 | 2,2,4-Trimethyl-1,3-pentanediol diisobutyrate | NULL | µg/L | NULL | 0 | 0 | No | No | No | No | No | No | No | No | No | No | No | Yes | No | Yes | No | No | NULL | 6846-50-0
F232 | Ethanone, 1,1’-(1,4-phenylene)bis- | NULL | µg/L | NULL | 0 | 0 | No | No | No | No | No | No | No | No | No | No | No | Yes | No | Yes | No | No | NULL | 1009-61-6
F233 | 2,6-Dichlorobenzamide | NULL | µg/L | NULL | 0 | 0 | No | No | No | No | No | No | No | No | No | No | No | Yes | No | Yes | No | No | NULL | 2008-58-4
F234 | Sodium nonafluorobutanesulphinate | NULL | µg/L | NULL | 0 | 0 | No | No | No | No | No | No | No | No | No | No | No | Yes | No | Yes | Yes | No | NULL | 102061-82-5
F235 | Triethylethanaminium nonafluorobutanesulphonate | NULL | µg/L | NULL | 0 | 0 | No | No | No | No | No | No | No | No | No | No | No | Yes | No | Yes | Yes | No | NULL | 25628-08-4
F236 | PFOS TEA | NULL | µg/L | NULL | 0 | 0 | No | No | No | No | No | No | No | No | No | No | No | Yes | No | Yes | Yes | No | NULL | 56773-42-3
F237 | Tetrabutyl-phosphonium nonafluoro-butane-1-sulfonate | NULL | µg/L | NULL | 0 | 0 | No | No | No | No | No | No | No | No | No | No | No | Yes | No | Yes | Yes | No | NULL | 220689-12-3
F238 | Triphenylsulfanium nonafluorobutane-1-sulfonate | NULL | µg/L | NULL | 0 | 0 | No | No | No | No | No | No | No | No | No | No | No | Yes | No | Yes | Yes | No | NULL | 144317-44-2
F239 | Dimethyl(phenyl)sulfanium nonafluorobutane-1-sulfonate | NULL | µg/L | NULL | 0 | 0 | No | No | No | No | No | No | No | No | No | No | No | Yes | No | Yes | Yes | No | NULL | 220133-51-7
f240 | Triphenyl(phenylmethyl)phosphoniumperfluoro-Nmethylbutanesulphonamide (1:1) | NULL | µg/L | NULL | 0 | 0 | No | No | No | No | No | No | No | No | No | No | No | Yes | No | Yes | Yes | No | NULL | 332350-93-3
F241 | 2-(Methyl((nonafluorobutyl)sulfonyl)amino)ethylacrylate | NULL | µg/L | NULL | 0 | 0 | No | No | No | No | No | No | No | No | No | No | No | Yes | No | Yes | Yes | No | NULL | 67584-55-8
F242 | 2-(N-(Perfluorobutylsulfonyl)-N-methylamino)ethanol | NULL | µg/L | NULL | 0 | 0 | No | No | No | No | No | No | No | No | No | No | No | Yes | No | Yes | Yes | No | NULL | 34454-97-2
F243 | Perfluorobutane sulfonic acid | NULL | µg/L | NULL | 0 | 0 | No | No | No | No | No | No | No | No | No | No | No | Yes | No | Yes | Yes | No | NULL | 375-73-5
F244 | Potassium perfluorobutylsulfonate | NULL | µg/L | NULL | 0 | 0 | No | No | No | No | No | No | No | No | No | No | No | Yes | No | Yes | Yes | No | NULL | 29420-49-3
F245 | Perfluorobutanesulphinic acid | NULL | µg/L | NULL | 0 | 0 | No | No | No | No | No | No | No | No | No | No | No | Yes | No | Yes | Yes | No | NULL | 34642-43-8
F246 | 2-methyl[(nonafluorobutyl)sulphonyl]aminoethyl methacrylate | NULL | µg/L | NULL | 0 | 0 | No | No | No | No | No | No | No | No | No | No | No | Yes | No | Yes | Yes | No | NULL | 67584-59-2
F247 | Lactoscatone | NULL | µg/L | NULL | 0 | 0 | No | No | No | No | No | No | No | No | No | No | No | Yes | No | Yes | Yes | No | NULL | 21615-47-4
F248 | Bis(nonafluorobutyl)phosphinic acid | NULL | µg/L | NULL | 0 | 0 | No | No | No | No | No | No | No | No | No | No | No | Yes | No | Yes | Yes | No | NULL | 52299-25-9
F249 | Perfluorodecahydronaphthalene | NULL | µg/L | NULL | 0 | 0 | No | No | No | No | No | No | No | No | No | No | No | Yes | No | Yes | Yes | No | NULL | 306-94-5
F250 | Perfluorodimethylcyclohexane | NULL | µg/L | NULL | 0 | 0 | No | No | No | No | No | No | No | No | No | No | No | Yes | No | Yes | Yes | No | NULL | 335-27-3
F251 | Perfluoromethylpentane | NULL | µg/L | NULL | 0 | 0 | No | No | No | No | No | No | No | No | No | No | No | Yes | No | Yes | Yes | No | NULL | 355-04-4
F252 | Perflutren | NULL | µg/L | NULL | 0 | 0 | No | No | No | No | No | No | No | No | No | No | No | Yes | No | Yes | Yes | No | NULL | 76-19-7
F253 | Octafluorocyclobutane | NULL | µg/L | NULL | 0 | 0 | No | No | No | No | No | No | No | No | No | No | No | Yes | No | Yes | Yes | No | NULL | 115-25-3
F254 | Perfluoromethylcyclopentane | NULL | µg/L | NULL | 0 | 0 | No | No | No | No | No | No | No | No | No | No | No | Yes | No | Yes | Yes | No | NULL | 1805-22-7
F255 | Perfluorophenanthrene | NULL | µg/L | NULL | 0 | 0 | No | No | No | No | No | No | No | No | No | No | No | Yes | No | Yes | Yes | No | NULL | 306-91-2
F256 | Docosafluorododecahydrofluorene | NULL | µg/L | NULL | 0 | 0 | No | No | No | No | No | No | No | No | No | No | No | Yes | No | Yes | Yes | No | NULL | 307-08-4
F257 | Perfluorooctane | NULL | µg/L | NULL | 0 | 0 | No | No | No | No | No | No | No | No | No | No | No | Yes | No | Yes | Yes | No | NULL | 307-34-6
F258 | Perfluoromethylcyclohexane | NULL | µg/L | NULL | 0 | 0 | No | No | No | No | No | No | No | No | No | No | No | Yes | No | Yes | Yes | No | NULL | 355-02-2
F259 | Perfluorotripropylamine | NULL | µg/L | NULL | 0 | 0 | No | No | No | No | No | No | No | No | No | No | No | Yes | No | Yes | Yes | No | NULL | 338-83-0
F260 | Perfluoropropanenitrile | NULL | µg/L | NULL | 0 | 0 | No | No | No | No | No | No | No | No | No | No | No | Yes | No | Yes | Yes | No | NULL | 42532-60-5
F261 | Trifluoro(trifluoromethyl)oxirane | NULL | µg/L | NULL | 0 | 0 | No | No | No | No | No | No | No | No | No | No | No | Yes | No | Yes | Yes | No | NULL | 428-59-1
F262 | Perfluoromethylbutanone | NULL | µg/L | NULL | 0 | 0 | No | No | No | No | No | No | No | No | No | No | No | Yes | No | Yes | Yes | No | NULL | 756-12-7
F263 | Perfluoromethylpentanone | NULL | µg/L | NULL | 0 | 0 | No | No | No | No | No | No | No | No | No | No | No | Yes | No | Yes | Yes | No | NULL | 756-13-8
F264 | Hexafluorobutadiene | NULL | µg/L | NULL | 0 | 0 | No | No | No | No | No | No | No | No | No | No | No | Yes | No | Yes | Yes | No | NULL | 685-63-2
F265 | Perfluorovinyloxyhexanenitrile | NULL | µg/L | NULL | 0 | 0 | No | No | No | No | No | No | No | No | No | No | No | Yes | No | Yes | Yes | No | NULL | 120903-40-4
F266 | Trans-trifluoromethyl perfluoropentene | NULL | µg/L | NULL | 0 | 0 | No | No | No | No | No | No | No | No | No | No | No | Yes | No | Yes | Yes | No | NULL | 3709-71-5
F267 | Bromoperfluorooctane | NULL | µg/L | NULL | 0 | 0 | No | No | No | No | No | No | No | No | No | No | No | Yes | No | Yes | Yes | No | NULL | 423-55-2
F268 | Heptafluorocyclopentane | NULL | µg/L | NULL | 0 | 0 | No | No | No | No | No | No | No | No | No | No | No | Yes | No | Yes | Yes | No | NULL | 15290-77-4
F269 | Perfluorohexylethane | NULL | µg/L | NULL | 0 | 0 | No | No | No | No | No | No | No | No | No | No | No | Yes | No | Yes | Yes | No | NULL | 80793-17-5
F270 | 3-Ethoxyperfluoro (2-methyhexane) | NULL | µg/L | NULL | 0 | 0 | No | No | No | No | No | No | No | No | No | No | No | Yes | No | Yes | Yes | No | NULL | 297730-93-9
F271 | 3-Methoxyperfluoro(2-methylpentane) | NULL | µg/L | NULL | 0 | 0 | No | No | No | No | No | No | No | No | No | No | No | Yes | No | Yes | Yes | No | NULL | 132182-92-4
F272 | Lufenuron | NULL | µg/L | NULL | 0 | 0 | No | No | No | No | No | No | No | No | No | No | No | Yes | No | Yes | Yes | No | NULL | 103055-07-8
F273 | Dichloroperfluroronitrobenzene | NULL | µg/L | NULL | 0 | 0 | No | No | No | No | No | No | No | No | No | No | No | Yes | No | Yes | Yes | No | NULL | 130841-23-5
F274 | Perfluorohexyloctane | NULL | µg/L | NULL | 0 | 0 | No | No | No | No | No | No | No | No | No | No | No | Yes | No | Yes | Yes | No | NULL | 133331-77-8
F275 | Tridecafluorohexane | NULL | µg/L | NULL | 0 | 0 | No | No | No | No | No | No | No | No | No | No | No | Yes | No | Yes | Yes | No | NULL | 355-37-3
F276 | Trifluormethylperfluormorpholin | NULL | µg/L | NULL | 0 | 0 | No | No | No | No | No | No | No | No | No | No | No | Yes | No | Yes | Yes | No | NULL | 382-28-5
F277 | Perfluoromethoxytetrahydrofuran | NULL | µg/L | NULL | 0 | 0 | No | No | No | No | No | No | No | No | No | No | No | Yes | No | Yes | Yes | No | NULL | 957209-18-6
F278 | Perfluoromethyl vinyl ether | NULL | µg/L | NULL | 0 | 0 | No | No | No | No | No | No | No | No | No | No | No | Yes | No | Yes | Yes | No | NULL | 1187-93-5
F279 | Perfluoro(propyl vinyl ether) | NULL | µg/L | NULL | 0 | 0 | No | No | No | No | No | No | No | No | No | No | No | Yes | No | Yes | Yes | No | NULL | 1623-05-8
F280 | Perfluoroethyl vinyl ether | NULL | µg/L | NULL | 0 | 0 | No | No | No | No | No | No | No | No | No | No | No | Yes | No | Yes | Yes | No | NULL | 10493-43-3
F281 | Perfluoro(methyldioxanonene) | NULL | µg/L | NULL | 0 | 0 | No | No | No | No | No | No | No | No | No | No | No | Yes | No | Yes | Yes | No | NULL | 1644-11-7
F282 | Perfluorovinyloxypropane | NULL | µg/L | NULL | 0 | 0 | No | No | No | No | No | No | No | No | No | No | No | Yes | No | Yes | Yes | No | NULL | 40573-09-9
F283 | [Difluoro[(1,2,2-trifluoroethenyl)oxy]methoxy]trifluoromethane | NULL | µg/L | NULL | 0 | 0 | No | No | No | No | No | No | No | No | No | No | No | Yes | No | Yes | Yes | No | NULL | 700874-87-9
F284 | Ammonium difluoro{[2,2,4,5-tetrafluoro-5-(trifluoromethoxy)-1,3-dioxolan-4-yl]oxy}acetate | NULL | µg/L | NULL | 0 | 0 | No | No | No | No | No | No | No | No | No | No | No | Yes | No | Yes | Yes | No | NULL | 1190931-27-1
F285 | Ammonium difluoro(1,1,2,2-tetrafluoro-2-(pentafluoroethoxy)ethoxy)acetate | NULL | µg/L | NULL | 0 | 0 | No | No | No | No | No | No | No | No | No | No | No | Yes | No | Yes | Yes | No | NULL | 908020-52-0
F286 | Methyl perfluorobutanoate | NULL | µg/L | NULL | 0 | 0 | No | No | No | No | No | No | No | No | No | No | No | Yes | No | Yes | Yes | No | NULL | 19190-61-5
F287 | GenX | NULL | µg/L | NULL | 0 | 0 | No | No | No | No | No | No | No | No | No | No | No | Yes | No | Yes | Yes | No | NULL | 62037-80-3
F288 | Tetrafluoro[(trifluorovinyl)oxy]ethanesulphonyl fluoride | NULL | µg/L | NULL | 0 | 0 | No | No | No | No | No | No | No | No | No | No | No | Yes | No | Yes | Yes | No | NULL | 29514-94-1
F289 | Null | NULL | µg/L | NULL | 0 | 0 | No | No | No | No | No | No | No | No | No | No | No | No | No | No | No | No | NULL | NULL
F290 | Hexafluoropropene, oxidized, oligomers, reduced, fluorinated | NULL | µg/L | NULL | 0 | 0 | No | No | No | No | No | No | No | No | No | No | No | Yes | No | Yes | Yes | No | NULL | 161075-00-9
F291 | Perfluoro-2-xenonioethyl | NULL | µg/L | NULL | 0 | 0 | No | No | No | No | No | No | No | No | No | No | No | Yes | No | Yes | Yes | No | NULL | 94228-79-2
F292 | Perfluorotrimethylazanium iodide | NULL | µg/L | NULL | 0 | 0 | No | No | No | No | No | No | No | No | No | No | No | Yes | No | Yes | Yes | No | NULL | 59493-72-0
F293 | Octafluoropentyl methacrylate | NULL | µg/L | NULL | 0 | 0 | No | No | No | No | No | No | No | No | No | No | No | Yes | No | Yes | Yes | No | NULL | 355-93-1
F294 | Tridecafluorooctane-1-thiol | NULL | µg/L | NULL | 0 | 0 | No | No | No | No | No | No | No | No | No | No | No | Yes | No | Yes | Yes | No | NULL | 34451-26-8
F295 | Dodecafluorodecadiene | NULL | µg/L | NULL | 0 | 0 | No | No | No | No | No | No | No | No | No | No | No | Yes | No | Yes | Yes | No | NULL | 1800-91-5
F296 | Perfluorohexene | NULL | µg/L | NULL | 0 | 0 | No | No | No | No | No | No | No | No | No | No | No | Yes | No | Yes | Yes | No | NULL | 19430-93-4
F297 | (Perfluorohexyl)ethylene | NULL | µg/L | NULL | 0 | 0 | No | No | No | No | No | No | No | No | No | No | No | Yes | No | Yes | Yes | No | NULL | 25291-17-2
F298 | Tridecafluorooctyl-phosphonic acid sodium salt (1:1) | NULL | µg/L | NULL | 0 | 0 | No | No | No | No | No | No | No | No | No | No | No | Yes | No | Yes | Yes | No | NULL | 1189052-95-6
F299 | 6:2 Fluorotelomer sulfonic acid | NULL | µg/L | NULL | 0 | 0 | No | No | No | No | No | No | No | No | No | No | No | Yes | No | Yes | Yes | No | NULL | 27619-97-2
F300 | Potassiumtridecafluorooctanesulphonate | NULL | µg/L | NULL | 0 | 0 | No | No | No | No | No | No | No | No | No | No | No | Yes | No | Yes | Yes | No | NULL | 59587-38-1
F301 | 6:2 Fluorotelomer sulfonamido propyl betaine | NULL | µg/L | NULL | 0 | 0 | No | No | No | No | No | No | No | No | No | No | No | Yes | No | Yes | Yes | No | NULL | 34455-29-3
F302 | N-(3-(Dimethylamino)propyl)-perfluorooctanesulphonamide N-oxide | NULL | µg/L | NULL | 0 | 0 | No | No | No | No | No | No | No | No | No | No | No | Yes | No | Yes | Yes | No | NULL | 80475-32-7
F303 | Perfluoroalkylethyl acrylates (C6-C14) | NULL | µg/L | NULL | 0 | 0 | No | No | No | No | No | No | No | No | No | No | No | Yes | No | Yes | Yes | No | NULL | 85631-54-5
F304 | Tridecafluorooctyl chloroacrylate | NULL | µg/L | NULL | 0 | 0 | No | No | No | No | No | No | No | No | No | No | No | Yes | No | Yes | Yes | No | NULL | 96383-55-0
F305 | Perfluorooctyl acrylate | NULL | µg/L | NULL | 0 | 0 | No | No | No | No | No | No | No | No | No | No | No | Yes | No | Yes | Yes | No | NULL | 17527-29-6
F306 | Perfluorooctyl methacrylate | NULL | µg/L | NULL | 0 | 0 | No | No | No | No | No | No | No | No | No | No | No | Yes | No | Yes | Yes | No | NULL | 2144-53-8
F307 | Poly(a-fluoro-?-methacryloyloxyethylpoly(difluoromethylene)-co-3-chloro-2-hydroxypropylmethacrylate | NULL | µg/L | NULL | 0 | 0 | No | No | No | No | No | No | No | No | No | No | No | Yes | No | Yes | Yes | No | NULL | 101896-32-6
F308 | Tridecafluorononyl methacrylatechloro-2-hydroxypropylmethacrylate) | NULL | µg/L | NULL | 0 | 0 | No | No | No | No | No | No | No | No | No | No | No | Yes | No | Yes | Yes | No | NULL | 1228350-17-1
F309 | Dichloromethyl perfluorooctylsilane | NULL | µg/L | NULL | 0 | 0 | No | No | No | No | No | No | No | No | No | No | No | Yes | No | Yes | Yes | No | NULL | 73609-36-6
F310 | Perfluorooctyltrimethoxysilane | NULL | µg/L | NULL | 0 | 0 | No | No | No | No | No | No | No | No | No | No | No | Yes | No | Yes | Yes | No | NULL | 85857-16-5
F311 | Triethoxyperfluorodecylsilane | NULL | µg/L | NULL | 0 | 0 | No | No | No | No | No | No | No | No | No | No | No | Yes | No | Yes | Yes | No | NULL | 101947-16-4
F312 | Methyl(perfluorobutylethyl)dichlorosilane | NULL | µg/L | NULL | 0 | 0 | No | No | No | No | No | No | No | No | No | No | No | Yes | No | Yes | Yes | No | NULL | 38436-16-7
F313 | Perfluorooctyl triethoxysilane | NULL | µg/L | NULL | 0 | 0 | No | No | No | No | No | No | No | No | No | No | No | Yes | No | Yes | Yes | No | NULL | 51851-37-7
F314 | Perfluorooctyl trichlorosilane | NULL | µg/L | NULL | 0 | 0 | No | No | No | No | No | No | No | No | No | No | No | Yes | No | Yes | Yes | No | NULL | 78560-45-9
F315 | Trimethoxy perfluorosilane | NULL | µg/L | NULL | 0 | 0 | No | No | No | No | No | No | No | No | No | No | No | Yes | No | Yes | Yes | No | NULL | 85877-79-8
F316 | Perfluorooctylthiobutane-1-thiol | NULL | µg/L | NULL | 0 | 0 | No | No | No | No | No | No | No | No | No | No | No | Yes | No | Yes | Yes | No | NULL | 36097-07-1
F317 | Sodium 2-methyl-2-[(3-(perfluorooctyl sulphanyl) | NULL | µg/L | NULL | 0 | 0 | No | No | No | No | No | No | No | No | No | No | No | Yes | No | Yes | Yes | No | NULL | 62880-93-7
F318 | Hydroxytrimethyl perfluorooctylthiolpropanimiumchloridepropanamide)propane-sulphonate | NULL | µg/L | NULL | 0 | 0 | No | No | No | No | No | No | No | No | No | No | No | Yes | No | Yes | Yes | No | NULL | 88992-45-4
F319 | Perfluoro(2-ethoxyethane) sulphonic acid | NULL | µg/L | NULL | 0 | 0 | No | No | No | No | No | No | No | No | No | No | No | Yes | No | Yes | Yes | No | NULL | 113507-82-7
F320 | Hexafluoropropylene oxide dimer acid (Gen X) | NULL | µg/L | NULL | 0 | 0 | No | No | No | No | No | No | No | No | No | No | No | Yes | No | Yes | Yes | No | NULL | 13252-13-6
F321 | Hexafluoropropylene oxide trimer acid | NULL | µg/L | NULL | 0 | 0 | No | No | No | No | No | No | No | No | No | No | No | Yes | No | Yes | Yes | No | NULL | 13252-14-7
F322 | Perfluoro-4-ethyl cyclohexane sulfonic acid | NULL | µg/L | NULL | 0 | 0 | No | No | No | No | No | No | No | No | No | No | No | Yes | No | Yes | Yes | No | NULL | 646-83-3
F323 | Nonafluoro-3,6-dioxaheptanoic acid | NULL | µg/L | NULL | 0 | 0 | No | No | No | No | No | No | No | No | No | No | No | Yes | No | Yes | Yes | No | NULL | 151772-58-6
F324 | Perfluorooctadecanoic acid | NULL | µg/L | NULL | 0 | 0 | No | No | No | No | No | No | No | No | No | No | No | Yes | No | Yes | Yes | No | NULL | 16517-11-6
F325 | N-Ethyl-N-(2-hydroxyethyl) perfluorooctane sulfonamide | NULL | µg/L | NULL | 0 | 0 | No | No | No | No | No | No | No | No | No | No | No | Yes | No | Yes | Yes | No | NULL | 1691-99-2
F326 | Perfluoroundecanoic acid | NULL | µg/L | NULL | 0 | 0 | No | No | No | No | No | No | No | No | No | No | No | Yes | No | Yes | Yes | No | NULL | 2058-94-8
F327 | 2-(N-Methyl perfluorooctane sulfonamido) acetic acid | NULL | µg/L | NULL | 0 | 0 | No | No | No | No | No | No | No | No | No | No | No | Yes | No | Yes | Yes | No | NULL | 2355-31-9
F328 | N-Methyl-N-(2-hydroxyethyl) perfluorooctane sulfonamide | NULL | µg/L | NULL | 0 | 0 | No | No | No | No | No | No | No | No | No | No | No | Yes | No | Yes | Yes | No | NULL | 24448-09-7
F329 | Perfluoropentanoic acid | NULL | µg/L | NULL | 0 | 0 | No | No | No | No | No | No | No | No | No | No | No | Yes | No | Yes | Yes | No | NULL | 2706-90-3
F330 | Perfluoropentane sulfonic acid | NULL | µg/L | NULL | 0 | 0 | No | No | No | No | No | No | No | No | No | No | No | Yes | No | Yes | Yes | No | NULL | 2706-91-4
F331 | 2-(N-Ethyl perfluorooctane sulfonamido) acetic acid | NULL | µg/L | NULL | 0 | 0 | No | No | No | No | No | No | No | No | No | No | No | Yes | No | Yes | Yes | No | NULL | 2991-50-6
F332 | Perfluorobutyl sulfonamide (perfluorobutane sulfonamide) | NULL | µg/L | NULL | 0 | 0 | No | No | No | No | No | No | No | No | No | No | No | Yes | No | Yes | Yes | No | NULL | 30334-69-1
F333 | Perfluorohexanoic acid | NULL | µg/L | NULL | 0 | 0 | No | No | No | No | No | No | No | No | No | No | No | Yes | No | Yes | Yes | No | NULL | 307-24-4
F334 | Perfluorododecanoic acid | NULL | µg/L | NULL | 0 | 0 | No | No | No | No | No | No | No | No | No | No | No | Yes | No | Yes | Yes | No | NULL | 307-55-1
F335 | N-methyl perfluorooctane sulfonamide | NULL | µg/L | NULL | 0 | 0 | No | No | No | No | No | No | No | No | No | No | No | Yes | No | Yes | Yes | No | NULL | 31506-32-8
F336 | Perfluorodecanoic acid | NULL | µg/L | NULL | 0 | 0 | No | No | No | No | No | No | No | No | No | No | No | Yes | No | Yes | Yes | No | NULL | 335-76-2
F337 | Perfluorodecane sulfonic acid | NULL | µg/L | NULL | 0 | 0 | No | No | No | No | No | No | No | No | No | No | No | Yes | No | Yes | Yes | No | NULL | 335-77-3
F338 | Perfluorohexane sulfonic acid | NULL | µg/L | NULL | 0 | 0 | No | No | No | No | No | No | No | No | No | No | No | Yes | No | Yes | Yes | No | NULL | 355-46-4
F339 | 3-Perfluoropropyl propanoic acid | NULL | µg/L | NULL | 0 | 0 | No | No | No | No | No | No | No | No | No | No | No | Yes | No | Yes | Yes | No | NULL | 356-02-5
F340 | Perfluorobutanoic acid | NULL | µg/L | NULL | 0 | 0 | No | No | No | No | No | No | No | No | No | No | No | Yes | No | Yes | Yes | No | NULL | 375-22-4
F341 | Perfluoroheptanoic acid | NULL | µg/L | NULL | 0 | 0 | No | No | No | No | No | No | No | No | No | No | No | Yes | No | Yes | Yes | No | NULL | 375-85-9
F342 | Perfluoroheptane sulfonic acid | NULL | µg/L | NULL | 0 | 0 | No | No | No | No | No | No | No | No | No | No | No | Yes | No | Yes | Yes | No | NULL | 375-92-8
F343 | Perfluorononanoic acid | NULL | µg/L | NULL | 0 | 0 | No | No | No | No | No | No | No | No | No | No | No | Yes | No | Yes | Yes | No | NULL | 375-95-1
F344 | Perfluorotetradeconoic acid | NULL | µg/L | NULL | 0 | 0 | No | No | No | No | No | No | No | No | No | No | No | Yes | No | Yes | Yes | No | NULL | 376-06-7
F345 | Perfluoro-3-methoxypropanoic acid | NULL | µg/L | NULL | 0 | 0 | No | No | No | No | No | No | No | No | No | No | No | Yes | No | Yes | Yes | No | NULL | 377-73-1
F346 | 8:2 Fluorotelomer sulfonic acid | NULL | µg/L | NULL | 0 | 0 | No | No | No | No | No | No | No | No | No | No | No | Yes | No | Yes | Yes | No | NULL | 39108-34-4
F347 | N-Ethyl perfluorooctane sulfonamide | NULL | µg/L | NULL | 0 | 0 | No | No | No | No | No | No | No | No | No | No | No | Yes | No | Yes | Yes | No | NULL | 4151-50-2
F348 | Perfluorohexane sulfonamide | NULL | µg/L | NULL | 0 | 0 | No | No | No | No | No | No | No | No | No | No | No | Yes | No | Yes | Yes | No | NULL | 41997-13-1
F349 | Perfluorohexadeconoic acid | NULL | µg/L | NULL | 0 | 0 | No | No | No | No | No | No | No | No | No | No | No | Yes | No | Yes | Yes | No | NULL | 67905-19-5
F350 | Perfluorononane sulfonic acid | NULL | µg/L | NULL | 0 | 0 | No | No | No | No | No | No | No | No | No | No | No | Yes | No | Yes | Yes | No | NULL | 68259-12-1
F351 | Perfluorotridecanoic acid | NULL | µg/L | NULL | 0 | 0 | No | No | No | No | No | No | No | No | No | No | No | Yes | No | Yes | Yes | No | NULL | 72629-94-8
F352 | Perfluoroundecane sulfonic acid | NULL | µg/L | NULL | 0 | 0 | No | No | No | No | No | No | No | No | No | No | No | Yes | No | Yes | Yes | No | NULL | 749786-16-1
F353 | Perfluorooctane sulfonamide | NULL | µg/L | NULL | 0 | 0 | No | No | No | No | No | No | No | No | No | No | No | Yes | No | Yes | Yes | No | NULL | 754-91-6
F354 | 9-Chlorohexadecafluoro-3-oxanonane-1-sulfonic acid | NULL | µg/L | NULL | 0 | 0 | No | No | No | No | No | No | No | No | No | No | No | Yes | No | Yes | Yes | No | NULL | 756426-58-1
F355 | 4:2 Fluorotelomer sulfonic acid | NULL | µg/L | NULL | 0 | 0 | No | No | No | No | No | No | No | No | No | No | No | Yes | No | Yes | Yes | No | NULL | 757124-72-4
F356 | 11-Chloroeicosafluoro-3-oxaundecane-1-sulfonic acid | NULL | µg/L | NULL | 0 | 0 | No | No | No | No | No | No | No | No | No | No | No | Yes | No | Yes | Yes | No | NULL | 763051-92-9
F357 | Perfluorododecane sulfonic acid | NULL | µg/L | NULL | 0 | 0 | No | No | No | No | No | No | No | No | No | No | No | Yes | No | Yes | Yes | No | NULL | 79780-39-5
F358 | 2H,2H,3H,3H-Perfluorodecanoic acid | NULL | µg/L | NULL | 0 | 0 | No | No | No | No | No | No | No | No | No | No | No | Yes | No | Yes | Yes | No | NULL | 812-70-4
F359 | Perfluoro-4-methoxybutanoic acid | NULL | µg/L | NULL | 0 | 0 | No | No | No | No | No | No | No | No | No | No | No | Yes | No | Yes | Yes | No | NULL | 863090-89-5
F360 | 2H,2H,3H,3H-Perfluorooctanoic acid | NULL | µg/L | NULL | 0 | 0 | No | No | No | No | No | No | No | No | No | No | No | Yes | No | Yes | Yes | No | NULL | 914637-49-3
F361 | 4,8-Dioxa-3H-perfluorononanoic acid | NULL | µg/L | NULL | 0 | 0 | No | No | No | No | No | No | No | No | No | No | No | Yes | No | Yes | Yes | No | NULL | 919005-14-4
F362 | Pesticides Benzovindiflupyr | NULL | µg/L | NULL | 0 | 0.1 | No | No | No | No | No | No | No | No | No | Yes | No | Yes | Yes | Yes | Yes | No | NULL | 1072957-71-1
F363 | Metobromuron | NULL | % | NULL | 0 | 0 | No | No | No | No | No | No | No | No | No | No | No | No | No | No | No | No | NULL | 3060-89-7
F364 | Null | NULL | µg/L | NULL | 0 | 0 | No | No | No | No | No | No | No | No | No | No | No | No | No | No | No | No | NULL | NULL
F365 | Perfluorotridecane sulfonic acid | NULL | µg/L | NULL | 0 | 0 | No | No | No | No | No | No | No | No | No | No | No | Yes | No | Yes | Yes | No | NULL | 791563-89-8
F366 | Sum_of_PFAS | NULL | µg/L | NULL | NULL | 0.1 | No | No | No | No | No | Yes | Yes | Yes | Yes | No | No | Yes | No | Yes | Yes | No | NULL | NULL
F367 | DWQR Scotland - Sum of PFAS (20) | NULL | µg/L | NULL | NULL | NULL | No | No | No | No | No | No | No | No | No | No | No | No | No | No | No | No | 0 | NULL
F368 | DWQR Scotland – SUMofALLPFAS | NULL | µg/L | NULL | NULL | NULL | No | No | No | No | No | No | No | No | No | No | No | No | No | No | No | No | 0 | NULL
F369 | DWQR Scotland - PFAS Total | NULL | µg/L | NULL | NULL | NULL | No | No | No | No | No | No | No | No | No | No | No | No | No | No | No | No | 0 | NULL
G001 | Blue-green unicells (from colonies) | NULL | count/unit vol. | NULL | 0 | 0 | No | No | No | No | No | No | No | No | No | No | No | Yes | No | Yes | Yes | No | NULL
G002 | Blue-green unicells (from fragmented col | NULL | count/unit vol. | NULL | 0 | 0 | No | No | No | No | No | No | No | No | No | No | No | Yes | No | Yes | Yes | No | NULL
G003 | Closteriopsis sp. | NULL | count/unit vol. | NULL | 0 | 0 | No | No | No | No | No | No | No | No | No | No | No | Yes | No | Yes | Yes | No | NULL | NULL
G004 | Gomphosphaeria naegliana (in colonies) | NULL | count/unit vol. | NULL | 0 | 0 | No | No | No | No | No | No | No | No | No | No | No | Yes | No | Yes | Yes | No | NULL
G005 | Lagerheimia sp. | NULL | count/unit vol. | NULL | 0 | 0 | No | No | No | No | No | No | No | No | No | No | No | Yes | No | Yes | Yes | No | NULL | NULL
G006 | Monoraphidium/Ankistrodesmus/Koliella spp. | NULL | count/unit vol. | NULL | 0 | 0 | No | No | No | No | No | No | No | No | No | No | No | Yes | No | Yes | Yes | No | NULL | NULL
G007 | Tetrastrum sp | NULL | count/unit vol. | NULL | 0 | 0 | No | No | No | No | No | No | No | No | No | No | No | Yes | No | Yes | Yes | No | NULL
G008 | All filamentous blue-greens | NULL | count/unit vol. | NULL | 0 | 0 | No | No | No | No | No | No | No | No | No | No | No | Yes | No | Yes | Yes | No | NULL
G009 | Anabaena sp. | NULL | count/unit vol. | NULL | 0 | 0 | No | No | No | No | No | No | No | No | No | No | No | Yes | No | Yes | Yes | No | NULL | NULL
G010 | Aphanizomenon flos-aquae | NULL | count/unit vol. | NULL | 0 | 0 | No | No | No | No | No | No | No | No | No | No | No | Yes | No | Yes | Yes | No | NULL
G011 | Aphanizomenon/Oscillatoria spp. | NULL | count/unit vol. | NULL | 0 | 0 | No | No | No | No | No | No | No | No | No | No | No | Yes | No | Yes | Yes | No | NULL | NULL
G012 | Aphanothece/Aphanocapsa spp. | NULL | count/unit vol. | NULL | 0 | 0 | No | No | No | No | No | No | No | No | No | No | No | Yes | No | Yes | Yes | No | NULL | NULL
G013 | Colonial Cyanobacteria | NULL | count/unit vol. | NULL | 0 | 0 | No | No | No | No | No | No | No | No | No | No | No | Yes | No | Yes | Yes | No | NULL
G014 | Merismopedia sp. | NULL | count/unit vol. | NULL | 0 | 0 | No | No | No | No | No | No | No | No | No | No | No | Yes | No | Yes | Yes | No | NULL | NULL
G015 | Oscillatoria sp. | NULL | count/unit vol. | NULL | 0 | 0 | No | No | No | No | No | No | No | No | No | No | No | Yes | No | Yes | Yes | No | NULL | NULL
G016 | Pseudanabaena sp | NULL | count/unit vol. | NULL | 0 | 0 | No | No | No | No | No | No | No | No | No | No | No | Yes | No | Yes | Yes | No | NULL
G017 | Actinastrum sp | NULL | count/unit vol. | NULL | 0 | 0 | No | No | No | No | No | No | No | No | No | No | No | Yes | No | Yes | Yes | No | NULL
G018 | Ankistrodesmus sp. | NULL | count/unit vol. | NULL | 0 | 0 | No | No | No | No | No | No | No | No | No | No | No | Yes | No | Yes | Yes | No | NULL | NULL
G019 | Botryococcus braunii | NULL | count/unit vol. | NULL | 0 | 0 | No | No | No | No | No | No | No | No | No | No | No | Yes | No | Yes | Yes | No | NULL
G020 | Closterium sp. | NULL | count/unit vol. | NULL | 0 | 0 | No | No | No | No | No | No | No | No | No | No | No | Yes | No | Yes | Yes | No | NULL | NULL
G021 | Coelastrum sp. | NULL | count/unit vol. | NULL | 0 | 0 | No | No | No | No | No | No | No | No | No | No | No | Yes | No | Yes | Yes | No | NULL | NULL
G022 | Colonial Chlorophyta | NULL | count/unit vol. | NULL | 0 | 0 | No | No | No | No | No | No | No | No | No | No | No | Yes | No | Yes | Yes | No | NULL
G023 | Cosmarium sp. | NULL | count/unit vol. | NULL | 0 | 0 | No | No | No | No | No | No | No | No | No | No | No | Yes | No | Yes | Yes | No | NULL | NULL
G024 | Crucigenia sp. | NULL | count/unit vol. | NULL | 0 | 0 | No | No | No | No | No | No | No | No | No | No | No | Yes | No | Yes | Yes | No | NULL | NULL
G025 | Crucigenia spp. | NULL | count/unit vol. | NULL | 0 | 0 | No | No | No | No | No | No | No | No | No | No | No | Yes | No | Yes | Yes | No | NULL | NULL
G026 | Dictyosphaerium sp. | NULL | count/unit vol. | NULL | 0 | 0 | No | No | No | No | No | No | No | No | No | No | No | Yes | No | Yes | Yes | No | NULL | NULL
G027 | Elakatothrix sp | NULL | count/unit vol. | NULL | 0 | 0 | No | No | No | No | No | No | No | No | No | No | No | Yes | No | Yes | Yes | No | NULL
G028 | Filamentous chlorophyta | NULL | count/unit vol. | NULL | 0 | 0 | No | No | No | No | No | No | No | No | No | No | No | Yes | No | Yes | Yes | No | NULL | NULL
G029 | Kirchneriella sp. | NULL | count/unit vol. | NULL | 0 | 0 | No | No | No | No | No | No | No | No | No | No | No | Yes | No | Yes | Yes | No | NULL | NULL
G030 | Micractinium sp. | NULL | count/unit vol. | NULL | 0 | 0 | No | No | No | No | No | No | No | No | No | No | No | Yes | No | Yes | Yes | No | NULL | NULL
G031 | Monoraphidium sp. | NULL | count/unit vol. | NULL | 0 | 0 | No | No | No | No | No | No | No | No | No | No | No | Yes | No | Yes | Yes | No | NULL | NULL
G032 | Monoraphidium/Koliella spp. | NULL | count/unit vol. | NULL | 0 | 0 | No | No | No | No | No | No | No | No | No | No | No | Yes | No | Yes | Yes | No | NULL | NULL
G033 | Oocystis sp. | NULL | count/unit vol. | NULL | 0 | 0 | No | No | No | No | No | No | No | No | No | No | No | Yes | No | Yes | Yes | No | NULL | NULL
G034 | Pediastrum boryanum | NULL | count/unit vol. | NULL | 0 | 0 | No | No | No | No | No | No | No | No | No | No | No | Yes | No | Yes | Yes | No | NULL
G035 | Pediastrum duplex | NULL | count/unit vol. | NULL | 0 | 0 | No | No | No | No | No | No | No | No | No | No | No | Yes | No | Yes | Yes | No | NULL
G036 | Pediastrum sp. | NULL | count/unit vol. | NULL | 0 | 0 | No | No | No | No | No | No | No | No | No | No | No | Yes | No | Yes | Yes | No | NULL | NULL
G037 | Scenedesmus sp | NULL | count/unit vol. | NULL | 0 | 0 | No | No | No | No | No | No | No | No | No | No | No | Yes | No | Yes | Yes | No | NULL
G038 | Scenedesmus spp | NULL | count/unit vol. | NULL | 0 | 0 | No | No | No | No | No | No | No | No | No | No | No | Yes | No | Yes | Yes | No | NULL
G039 | Sphaerocystis sp | NULL | count/unit vol. | NULL | 0 | 0 | No | No | No | No | No | No | No | No | No | No | No | Yes | No | Yes | Yes | No | NULL
G040 | Sphaerocystis/Pseudosphaerocystis spp | NULL | count/unit vol. | NULL | 0 | 0 | No | No | No | No | No | No | No | No | No | No | No | Yes | No | Yes | Yes | No | NULL
G041 | Tetraedron caudatum | NULL | count/unit vol. | NULL | 0 | 0 | No | No | No | No | No | No | No | No | No | No | No | Yes | No | Yes | Yes | No | NULL
G042 | Tetraedron sp | NULL | count/unit vol. | NULL | 0 | 0 | No | No | No | No | No | No | No | No | No | No | No | Yes | No | Yes | Yes | No | NULL
G043 | Asterionella formosa | NULL | count/unit vol. | NULL | 0 | 0 | No | No | No | No | No | No | No | No | No | No | No | Yes | No | Yes | Yes | No | NULL
G044 | Aulacoseira granulata | NULL | count/unit vol. | NULL | 0 | 0 | No | No | No | No | No | No | No | No | No | No | No | Yes | No | Yes | Yes | No | NULL
G045 | Aulacoseira sp. | NULL | count/unit vol. | NULL | 0 | 0 | No | No | No | No | No | No | No | No | No | No | No | Yes | No | Yes | Yes | No | NULL | NULL
G046 | Aulacoseira spp. | NULL | count/unit vol. | NULL | 0 | 0 | No | No | No | No | No | No | No | No | No | No | No | Yes | No | Yes | Yes | No | NULL | NULL
G047 | Centrales (all taxa) | NULL | count/unit vol. | NULL | 0 | 0 | No | No | No | No | No | No | No | No | No | No | No | Yes | No | Yes | Yes | No | NULL
G048 | Cocconeis sp. | NULL | count/unit vol. | NULL | 0 | 0 | No | No | No | No | No | No | No | No | No | No | No | Yes | No | Yes | Yes | No | NULL | NULL
G049 | Cyclotella sp. | NULL | count/unit vol. | NULL | 0 | 0 | No | No | No | No | No | No | No | No | No | No | No | Yes | No | Yes | Yes | No | NULL | NULL
G050 | Cyclotella/Stephanodiscus spp. | NULL | count/unit vol. | NULL | 0 | 0 | No | No | No | No | No | No | No | No | No | No | No | Yes | No | Yes | Yes | No | NULL | NULL
G051 | Cymbella sp. | NULL | count/unit vol. | NULL | 0 | 0 | No | No | No | No | No | No | No | No | No | No | No | Yes | No | Yes | Yes | No | NULL | NULL
G052 | Diatoma elongatum | NULL | count/unit vol. | NULL | 0 | 0 | No | No | No | No | No | No | No | No | No | No | No | Yes | No | Yes | Yes | No | NULL
G053 | Diatoma sp. | NULL | count/unit vol. | NULL | 0 | 0 | No | No | No | No | No | No | No | No | No | No | No | Yes | No | Yes | Yes | No | NULL | NULL
G054 | Fragilaria sp. | NULL | count/unit vol. | NULL | 0 | 0 | No | No | No | No | No | No | No | No | No | No | No | Yes | No | Yes | Yes | No | NULL | NULL
G055 | Gomphonema sp. | NULL | count/unit vol. | NULL | 0 | 0 | No | No | No | No | No | No | No | No | No | No | No | Yes | No | Yes | Yes | No | NULL | NULL
G056 | Melosira varians | NULL | count/unit vol. | NULL | 0 | 0 | No | No | No | No | No | No | No | No | No | No | No | Yes | No | Yes | Yes | No | NULL
G057 | Meridion circulare | NULL | count/unit vol. | NULL | 0 | 0 | No | No | No | No | No | No | No | No | No | No | No | Yes | No | Yes | Yes | No | NULL
G058 | Meridion sp. | NULL | count/unit vol. | NULL | 0 | 0 | No | No | No | No | No | No | No | No | No | No | No | Yes | No | Yes | Yes | No | NULL | NULL
G059 | Nitzschia sp. | NULL | count/unit vol. | NULL | 0 | 0 | No | No | No | No | No | No | No | No | No | No | No | Yes | No | Yes | Yes | No | NULL | NULL
G060 | Other centrales | NULL | count/unit vol. | NULL | 0 | 0 | No | No | No | No | No | No | No | No | No | No | No | Yes | No | Yes | Yes | No | NULL | NULL
G061 | Other pennales | NULL | count/unit vol. | NULL | 0 | 0 | No | No | No | No | No | No | No | No | No | No | No | Yes | No | Yes | Yes | No | NULL | NULL
G062 | Pennales (all taxa) | NULL | count/unit vol. | NULL | 0 | 0 | No | No | No | No | No | No | No | No | No | No | No | Yes | No | Yes | Yes | No | NULL
G063 | Stephanodiscus hantzschii | NULL | count/unit vol. | NULL | 0 | 0 | No | No | No | No | No | No | No | No | No | No | No | Yes | No | Yes | Yes | No | NULL
G064 | Surirella sp | NULL | count/unit vol. | NULL | 0 | 0 | No | No | No | No | No | No | No | No | No | No | No | Yes | No | Yes | Yes | No | NULL
G065 | Synedra sp | NULL | count/unit vol. | NULL | 0 | 0 | No | No | No | No | No | No | No | No | No | No | No | Yes | No | Yes | Yes | No | NULL
G066 | Tabellaria fenestrata | NULL | count/unit vol. | NULL | 0 | 0 | No | No | No | No | No | No | No | No | No | No | No | Yes | No | Yes | Yes | No | NULL
G067 | Tabellaria fenestrata var. asterionelloi | NULL | count/unit vol. | NULL | 0 | 0 | No | No | No | No | No | No | No | No | No | No | No | Yes | No | Yes | Yes | No | NULL
G068 | Tabellaria flocculosa | NULL | count/unit vol. | NULL | 0 | 0 | No | No | No | No | No | No | No | No | No | No | No | Yes | No | Yes | Yes | No | NULL
G069 | Chrysophyte unicells | NULL | count/unit vol. | NULL | 0 | 0 | No | No | No | No | No | No | No | No | No | No | No | Yes | No | Yes | Yes | No | NULL
G070 | Dinobryon sp. | NULL | count/unit vol. | NULL | 0 | 0 | No | No | No | No | No | No | No | No | No | No | No | Yes | No | Yes | Yes | No | NULL | NULL
G071 | Mallomonas acrokomos | NULL | count/unit vol. | NULL | 0 | 0 | No | No | No | No | No | No | No | No | No | No | No | Yes | No | Yes | Yes | No | NULL
G072 | Mallomonas caudata | NULL | count/unit vol. | NULL | 0 | 0 | No | No | No | No | No | No | No | No | No | No | No | Yes | No | Yes | Yes | No | NULL
G073 | Mallomonas sp. | NULL | count/unit vol. | NULL | 0 | 0 | No | No | No | No | No | No | No | No | No | No | No | Yes | No | Yes | Yes | No | NULL | NULL
G074 | Cryptomonas sp. | NULL | count/unit vol. | NULL | 0 | 0 | No | No | No | No | No | No | No | No | No | No | No | Yes | No | Yes | Yes | No | NULL | NULL
G075 | Cryptomonas spp. | NULL | count/unit vol. | NULL | 0 | 0 | No | No | No | No | No | No | No | No | No | No | No | Yes | No | Yes | Yes | No | NULL | NULL
G076 | Cryptomonas/large flagellates | NULL | count/unit vol. | NULL | 0 | 0 | No | No | No | No | No | No | No | No | No | No | No | Yes | No | Yes | Yes | No | NULL
G077 | Gymnodinium/Peridinium spp. | NULL | count/unit vol. | NULL | 0 | 0 | No | No | No | No | No | No | No | No | No | No | No | Yes | No | Yes | Yes | No | NULL | NULL
G078 | Large flagellate species | NULL | count/unit vol. | NULL | 0 | 0 | No | No | No | No | No | No | No | No | No | No | No | Yes | No | Yes | Yes | No | NULL
G079 | Rhodomonas minuta | NULL | count/unit vol. | NULL | 0 | 0 | No | No | No | No | No | No | No | No | No | No | No | Yes | No | Yes | Yes | No | NULL
G080 | Trachelomonas sp | NULL | count/unit vol. | NULL | 0 | 0 | No | No | No | No | No | No | No | No | No | No | No | Yes | No | Yes | Yes | No | NULL
G081 | Small unicells/flagellates | NULL | count/unit vol. | NULL | 0 | 0 | No | No | No | No | No | No | No | No | No | No | No | Yes | No | Yes | Yes | No | NULL
G082 | Unicellular flagellates (all taxa) | NULL | count/unit vol. | NULL | 0 | 0 | No | No | No | No | No | No | No | No | No | No | No | Yes | No | Yes | Yes | No | NULL
G083 | Colonial Chrysophytes | NULL | count/unit vol. | NULL | 0 | 0 | No | No | No | No | No | No | No | No | No | No | No | Yes | No | Yes | Yes | No | NULL
G084 | Glenodinium sp. | NULL | count/unit vol. | NULL | 0 | 0 | No | No | No | No | No | No | No | No | No | No | No | Yes | No | Yes | Yes | No | NULL | NULL
G085 | Stichococcus sp | NULL | count/unit vol. | NULL | 0 | 0 | No | No | No | No | No | No | No | No | No | No | No | Yes | No | Yes | Yes | No | NULL
G086 | Synura sp | NULL | count/unit vol. | NULL | 0 | 0 | No | No | No | No | No | No | No | No | No | No | No | Yes | No | Yes | Yes | No | NULL
G087 | Volvox sp | NULL | count/unit vol. | NULL | 0 | 0 | No | No | No | No | No | No | No | No | No | No | No | Yes | No | Yes | Yes | No | NULL
G088 | Achnanthes sp. | NULL | count/unit vol. | NULL | 0 | 0 | No | No | No | No | No | No | No | No | No | No | No | Yes | No | Yes | Yes | No | NULL
G089 | Amphora sp. | NULL | count/unit vol. | NULL | 0 | 0 | No | No | No | No | No | No | No | No | No | No | No | Yes | No | Yes | Yes | No | NULL | NULL
G090 | Anacystis sp. | NULL | count/unit vol. | NULL | 0 | 0 | No | No | No | No | No | No | No | No | No | No | No | Yes | No | Yes | Yes | No | NULL | NULL
G091 | Ankyra sp | NULL | count/unit vol. | NULL | 0 | 0 | No | No | No | No | No | No | No | No | No | No | No | Yes | No | Yes | Yes | No | NULL
G092 | Bacillaria sp. | NULL | count/unit vol. | NULL | 0 | 0 | No | No | No | No | No | No | No | No | No | No | No | Yes | No | Yes | Yes | No | NULL | NULL
G093 | Caloneis sp | NULL | count/unit vol. | NULL | 0 | 0 | No | No | No | No | No | No | No | No | No | No | No | Yes | No | Yes | Yes | No | NULL
G094 | Chlamydomonas sp | NULL | count/unit vol. | NULL | 0 | 0 | No | No | No | No | No | No | No | No | No | No | No | Yes | No | Yes | Yes | No | NULL
G095 | Chlorella sp | NULL | count/unit vol. | NULL | 0 | 0 | No | No | No | No | No | No | No | No | No | No | No | Yes | No | Yes | Yes | No | NULL
G096 | Cladophora sp. | NULL | count/unit vol. | NULL | 0 | 0 | No | No | No | No | No | No | No | No | No | No | No | Yes | No | Yes | Yes | No | NULL | NULL
G097 | Crucigeniella sp. | NULL | count/unit vol. | NULL | 0 | 0 | No | No | No | No | No | No | No | No | No | No | No | Yes | No | Yes | Yes | No | NULL | NULL
G098 | Cymatopleura sp. | NULL | count/unit vol. | NULL | 0 | 0 | No | No | No | No | No | No | No | No | No | No | No | Yes | No | Yes | Yes | No | NULL | NULL
G099 | Eunotia sp. | NULL | count/unit vol. | NULL | 0 | 0 | No | No | No | No | No | No | No | No | No | No | No | Yes | No | Yes | Yes | No | NULL | NULL
G100 | Frustulia sp. | NULL | count/unit vol. | NULL | 0 | 0 | No | No | No | No | No | No | No | No | No | No | No | Yes | No | Yes | Yes | No | NULL | NULL
G101 | Gyrosigma sp. | NULL | count/unit vol. | NULL | 0 | 0 | No | No | No | No | No | No | No | No | No | No | No | Yes | No | Yes | Yes | No | NULL | NULL
G102 | Microcystis sp. | NULL | count/unit vol. | NULL | 0 | 0 | No | No | No | No | No | No | No | No | No | No | No | Yes | No | Yes | Yes | No | NULL | NULL
G103 | Navicula sp. | NULL | count/unit vol. | NULL | 0 | 0 | No | No | No | No | No | No | No | No | No | No | No | Yes | No | Yes | Yes | No | NULL | NULL
G104 | Nostoc sp. | NULL | count/unit vol. | NULL | 0 | 0 | No | No | No | No | No | No | No | No | No | No | No | Yes | No | Yes | Yes | No | NULL | NULL
G105 | Pandorina sp. | NULL | count/unit vol. | NULL | 0 | 0 | No | No | No | No | No | No | No | No | No | No | No | Yes | No | Yes | Yes | No | NULL | NULL
G106 | Phacotus sp | NULL | count/unit vol. | NULL | 0 | 0 | No | No | No | No | No | No | No | No | No | No | No | Yes | No | Yes | Yes | No | NULL
G107 | Phacus sp | NULL | count/unit vol. | NULL | 0 | 0 | No | No | No | No | No | No | No | No | No | No | No | Yes | No | Yes | Yes | No | NULL
G108 | Pinnularia sp | NULL | count/unit vol. | NULL | 0 | 0 | No | No | No | No | No | No | No | No | No | No | No | Yes | No | Yes | Yes | No | NULL
G109 | Rhoicosphenia sp | NULL | count/unit vol. | NULL | 0 | 0 | No | No | No | No | No | No | No | No | No | No | No | Yes | No | Yes | Yes | No | NULL
G110 | Rhopalodia sp | NULL | count/unit vol. | NULL | 0 | 0 | No | No | No | No | No | No | No | No | No | No | No | Yes | No | Yes | Yes | No | NULL
G111 | Selenastrum sp | NULL | count/unit vol. | NULL | 0 | 0 | No | No | No | No | No | No | No | No | No | No | No | Yes | No | Yes | Yes | No | NULL
G112 | Spirogyra sp | NULL | count/unit vol. | NULL | 0 | 0 | No | No | No | No | No | No | No | No | No | No | No | Yes | No | Yes | Yes | No | NULL
G113 | Staurastrum sp | NULL | count/unit vol. | NULL | 0 | 0 | No | No | No | No | No | No | No | No | No | No | No | Yes | No | Yes | Yes | No | NULL
G114 | Stauroneis sp | NULL | count/unit vol. | NULL | 0 | 0 | No | No | No | No | No | No | No | No | No | No | No | Yes | No | Yes | Yes | No | NULL
G115 | Ulothrix sp | NULL | count/unit vol. | NULL | 0 | 0 | No | No | No | No | No | No | No | No | No | No | No | Yes | No | Yes | Yes | No | NULL
G116 | Zygnema sp | NULL | count/unit vol. | NULL | 0 | 0 | No | No | No | No | No | No | No | No | No | No | No | Yes | No | Yes | Yes | No | NULL
G117 | Staurodesmus sp | NULL | count/unit vol. | NULL | 0 | 0 | No | No | No | No | No | No | No | No | No | No | No | Yes | No | Yes | Yes | No | NULL
G118 | Chlorococcum sp. | NULL | count/unit vol. | NULL | 0 | 0 | No | No | No | No | No | No | No | No | No | No | No | Yes | No | Yes | Yes | No | NULL
G119 | Coenococcus sp. | NULL | count/unit vol. | NULL | 0 | 0 | No | No | No | No | No | No | No | No | No | No | No | Yes | No | Yes | Yes | No | NULL
G120 | Euastrum sp. | NULL | count/unit vol. | NULL | 0 | 0 | No | No | No | No | No | No | No | No | No | No | No | Yes | No | Yes | Yes | No | NULL
G121 | Gleocystis sp. | NULL | count/unit vol. | NULL | 0 | 0 | No | No | No | No | No | No | No | No | No | No | No | Yes | No | Yes | Yes | No | NULL
G122 | Golenkinia sp. | NULL | count/unit vol. | NULL | 0 | 0 | No | No | No | No | No | No | No | No | No | No | No | Yes | No | Yes | Yes | No | NULL | NULL
G123 | Gomphosphaeria sp. | NULL | count/unit vol. | NULL | 0 | 0 | No | No | No | No | No | No | No | No | No | No | No | Yes | No | Yes | Yes | No | NULL | NULL
G124 | Tribonema sp. | NULL | count/unit vol. | NULL | 0 | 0 | No | No | No | No | No | No | No | No | No | No | No | Yes | No | Yes | Yes | No | NULL
G125 | Chroococcus sp. | NULL | count/unit vol. | NULL | 0 | 0 | No | No | No | No | No | No | No | No | No | No | No | Yes | No | Yes | Yes | No | NULL
G126 | Euglena sp. | NULL | count/unit vol. | NULL | 0 | 0 | No | No | No | No | No | No | No | No | No | No | No | Yes | No | Yes | Yes | No | NULL
H001 | Chemical | NULL | N/A | NULL | 0 | 0 | No | No | No | No | No | No | No | No | No | No | No | No | No | Yes | Yes | No | NULL
H002 | Industrial chemical | NULL | N/A | NULL | 0 | 0 | No | No | No | No | No | No | No | No | No | No | No | No | No | Yes | Yes | No | NULL
H003 | Fuels | NULL | N/A | NULL | 0 | 0 | No | No | No | No | No | No | No | No | No | No | No | No | No | Yes | Yes | No | NULL
H004 | Diesel range organics | NULL | N/A | NULL | 0 | 0 | No | No | No | No | No | No | No | No | No | No | No | No | No | Yes | Yes | No | NULL | NULL
H005 | Fuel oil | NULL | N/A | NULL | 0 | 0 | No | No | No | No | No | No | No | No | No | No | No | No | No | Yes | Yes | No | NULL
H006 | Solvents | NULL | N/A | NULL | 0 | 0 | No | No | No | No | No | No | No | No | No | No | No | No | No | Yes | Yes | No | NULL
H007 | Chlorinated solvents | NULL | N/A | NULL | 0 | 0 | No | No | No | No | No | No | No | No | No | No | No | No | No | Yes | Yes | No | NULL
H008 | Surfactants | NULL | N/A | NULL | 0 | 0 | No | No | No | No | No | No | No | No | No | No | No | No | No | Yes | Yes | No | NULL | NULL
H009 | Detergents | NULL | N/A | NULL | 0 | 0 | No | No | No | No | No | No | No | No | No | No | No | No | No | Yes | Yes | No | NULL
H010 | Waxes | NULL | N/A | NULL | 0 | 0 | No | No | No | No | No | No | No | No | No | No | No | No | No | Yes | Yes | No | NULL
H011 | Dyes | NULL | N/A | NULL | 0 | 0 | No | No | No | No | No | No | No | No | No | No | No | No | No | Yes | Yes | No | NULL
H012 | Wood preservatives | NULL | N/A | NULL | 0 | 0 | No | No | No | No | No | No | No | No | No | No | No | No | No | Yes | Yes | No | NULL
H013 | Paints | NULL | N/A | NULL | 0 | 0 | No | No | No | No | No | No | No | No | No | No | No | No | No | Yes | Yes | No | NULL
H014 | Fire/flame retardants | NULL | N/A | NULL | 0 | 0 | No | No | No | No | No | No | No | No | No | No | No | No | No | Yes | Yes | No | NULL
H015 | Metals | NULL | N/A | NULL | 0 | 0 | No | No | No | No | No | No | No | No | No | No | No | No | No | Yes | Yes | No | NULL
H016 | Heavy metals | NULL | N/A | NULL | 0 | 0 | No | No | No | No | No | No | No | No | No | No | No | No | No | Yes | Yes | No | NULL
H017 | Lubricants | NULL | N/A | NULL | 0 | 0 | No | No | No | No | No | No | No | No | No | No | No | No | No | Yes | Yes | No | NULL
H018 | Pharmaceuticals | NULL | N/A | NULL | 0 | 0 | No | No | No | No | No | No | No | No | No | No | No | No | No | Yes | Yes | No | NULL
H019 | Antibiotics | NULL | N/A | NULL | 0 | 0 | No | No | No | No | No | No | No | No | No | No | No | No | No | Yes | Yes | No | NULL
H020 | Anti inflammatories | NULL | N/A | NULL | 0 | 0 | No | No | No | No | No | No | No | No | No | No | No | No | No | Yes | Yes | No | NULL
H021 | Hormones | NULL | N/A | NULL | 0 | 0 | No | No | No | No | No | No | No | No | No | No | No | No | No | Yes | Yes | No | NULL
H022 | Pesticides | NULL | N/A | NULL | 0 | 0 | No | No | No | No | No | No | No | No | No | No | No | No | No | Yes | Yes | No | NULL
H023 | Insecticides | NULL | N/A | NULL | 0 | 0 | No | No | No | No | No | No | No | No | No | No | No | No | No | Yes | Yes | No | NULL
H024 | Herbicides | NULL | N/A | NULL | 0 | 0 | No | No | No | No | No | No | No | No | No | No | No | No | No | Yes | Yes | No | NULL
H025 | Fungicides | NULL | N/A | NULL | 0 | 0 | No | No | No | No | No | No | No | No | No | No | No | No | No | Yes | Yes | No | NULL
H026 | Endocrine disruptors | NULL | N/A | NULL | 0 | 0 | No | No | No | No | No | No | No | No | No | No | No | No | No | Yes | Yes | No | NULL
H027 | Biological | NULL | N/A | NULL | 0 | 0 | No | No | No | No | No | No | No | No | No | No | No | No | No | Yes | Yes | No | NULL
H028 | Macrobiological | NULL | N/A | NULL | 0 | 0 | No | No | No | No | No | No | No | No | No | No | No | No | No | Yes | Yes | No | NULL
H029 | Vertebrates | NULL | N/A | NULL | 0 | 0 | No | No | No | No | No | No | No | No | No | No | No | No | No | Yes | Yes | No | NULL
H030 | Invertebrates | NULL | N/A | NULL | 0 | 0 | No | No | No | No | No | No | No | No | No | No | No | No | No | Yes | Yes | No | NULL
H031 | Animalcules | NULL | N/A | NULL | 0 | 0 | No | No | No | No | No | No | No | No | No | No | No | No | No | Yes | Yes | No | NULL
H032 | Animals | NULL | N/A | NULL | 0 | 0 | No | No | No | No | No | No | No | No | No | No | No | No | No | Yes | Yes | No | NULL
H033 | Microbiological | NULL | N/A | NULL | 0 | 0 | No | No | No | No | No | No | No | No | No | No | No | No | No | Yes | Yes | No | NULL
H034 | Parasites | NULL | N/A | NULL | 0 | 0 | No | No | No | No | No | No | No | No | No | No | No | No | No | Yes | Yes | No | NULL
H035 | Bacteria | NULL | N/A | NULL | 0 | 0 | No | No | No | No | No | No | No | No | No | No | No | No | No | Yes | Yes | No | NULL
H036 | Viruses | NULL | N/A | NULL | 0 | 0 | No | No | No | No | No | No | No | No | No | No | No | No | No | Yes | Yes | No | NULL
H037 | Enteroviruses | NULL | N/A | NULL | 0 | 0 | No | No | No | No | No | No | No | No | No | No | No | No | No | Yes | Yes | No | NULL
H038 | Radiological | NULL | N/A | NULL | 0 | 0 | No | No | No | No | No | No | No | No | No | No | No | No | No | Yes | Yes | No | NULL
H039 | Aesthetics | NULL | N/A | NULL | 0 | 0 | No | No | No | No | No | No | No | No | No | No | No | No | No | Yes | Yes | No | NULL
H040 | Particulates | NULL | N/A | NULL | 0 | 0 | No | No | No | No | No | No | No | No | No | No | No | No | No | Yes | Yes | No | NULL
H041 | Air | NULL | N/A | NULL | 0 | 0 | No | No | No | No | No | No | No | No | No | No | No | No | No | Yes | Yes | No | NULL
H042 | Biofilm | NULL | N/A | NULL | 0 | 0 | No | No | No | No | No | No | No | No | No | No | No | No | No | Yes | Yes | No | NULL
H043 | Disinfection by products | NULL | N/A | NULL | 0 | 0 | No | No | No | No | No | No | No | No | No | No | No | No | No | Yes | Yes | No | NULL
H044 | Physico-chemical | NULL | N/A | NULL | 0 | 0 | No | No | No | No | No | No | No | No | No | No | No | No | No | Yes | Yes | No | NULL
H045 | Organic | NULL | N/A | NULL | 0 | 0 | No | No | No | No | No | No | No | No | No | No | No | No | No | Yes | Yes | No | NULL
H046 | Inorganic | NULL | N/A | NULL | 0 | 0 | No | No | No | No | No | No | No | No | No | No | No | No | No | Yes | Yes | No | NULL
H047 | Chlorine | NULL | N/A | NULL | 0 | 0 | No | No | No | No | No | No | No | No | No | No | No | No | No | Yes | Yes | No | NULL
H048 | Chloramines | NULL | N/A | NULL | 0 | 0 | No | No | No | No | No | No | No | No | No | No | No | No | No | Yes | Yes | No | NULL
H049 | Halogentated acetonitriles | NULL | N/A | NULL | 0 | 0 | No | No | No | No | No | No | No | No | No | No | No | No | No | Yes | Yes | No | NULL | NULL
H050 | Haloforms | NULL | N/A | NULL | 0 | 0 | No | No | No | No | No | No | No | No | No | No | No | No | No | Yes | Yes | No | NULL
H051 | Haloform precursors | NULL | N/A | NULL | 0 | 0 | No | No | No | No | No | No | No | No | No | No | No | No | No | Yes | Yes | No | NULL
H052 | Chlorophenols | NULL | N/A | NULL | 0 | 0 | No | No | No | No | No | No | No | No | No | No | No | No | No | Yes | Yes | No | NULL
H053 | Halofurans | NULL | N/A | NULL | 0 | 0 | No | No | No | No | No | No | No | No | No | No | No | No | No | Yes | Yes | No | NULL
H054 | Bromohydrins | NULL | N/A | NULL | 0 | 0 | No | No | No | No | No | No | No | No | No | No | No | No | No | Yes | Yes | No | NULL
H055 | Nutrients | NULL | N/A | NULL | 0 | 0 | No | No | No | No | No | No | No | No | No | No | No | No | No | Yes | Yes | No | NULL
H056 | Aldehydes | NULL | N/A | NULL | 0 | 0 | No | No | No | No | No | No | No | No | No | No | No | No | No | Yes | Yes | No | NULL
H057 | Discolouration | NULL | N/A | NULL | 0 | 0 | No | No | No | No | No | No | No | No | No | No | No | No | No | Yes | Yes | No | NULL
H058 | Bromomethanes | NULL | N/A | NULL | 0 | 0 | No | No | No | No | No | No | No | No | No | No | No | No | No | Yes | Yes | No | NULL
H059 | Dichloramines | NULL | N/A | NULL | 0 | 0 | No | No | No | No | No | No | No | No | No | No | No | No | No | Yes | Yes | No | NULL
H060 | Trichloramines | NULL | N/A | NULL | 0 | 0 | No | No | No | No | No | No | No | No | No | No | No | No | No | Yes | Yes | No | NULL
H061 | Taste and Odour | NULL | N/A | NULL | 0 | 0 | No | No | No | No | No | No | No | No | No | No | No | No | No | Yes | Yes | No | NULL
H062 | Contamination | NULL | N/A | NULL | 0 | 0 | No | No | No | No | No | No | No | No | No | No | No | No | No | Yes | Yes | No | NULL
H063 | No supply | NULL | N/A | NULL | 0 | 0 | No | No | No | No | No | No | No | No | No | No | No | No | No | Yes | Yes | No | NULL | NULL
H064 | Hydrocarbons | NULL | N/A | NULL | 0 | 0 | No | No | No | No | No | No | No | No | No | No | No | No | No | Yes | Yes | No | NULL
H067 | Per- and polyfluoroalkyl substances (PFAS) | NULL | N/A | NULL | 0 | 0 | No | No | No | No | No | No | No | No | No | No | No | No | No | Yes | Yes | No | NULL
P000 | Other pesticides (contingency code) | Chemical Parameters | µg/L | NULL | 0 | 0.1 | No | No | No | No | No | No | No | No | No | No | No | Yes | No | Yes | Yes | No | NULL | NULL
P001 | Pesticides Aldicarb | Chemical Parameters | µg/L | AM | 0 | 0.1 | No | No | Yes | No | No | Yes | No | No | Yes | Yes | Yes | Yes | Yes | Yes | Yes | No | NULL | 116-06-3
P002 | Pesticides Aldrin | Chemical Parameters | µg/L | AM | 0 | 0.03 | Yes | No | Yes | No | No | Yes | No | No | Yes | Yes | Yes | Yes | Yes | Yes | Yes | No | NULL | 309-00-2
P003 | Pesticides Alpha-HCH | Chemical Parameters | µg/L | AM | 0 | 0.1 | No | No | Yes | No | No | Yes | No | No | Yes | Yes | Yes | Yes | Yes | Yes | Yes | No | NULL | 319-84-6
P004 | Pesticides Atrazine | Chemical Parameters | µg/L | AM | 0 | 0.1 | No | No | Yes | No | No | Yes | No | No | Yes | Yes | Yes | Yes | Yes | Yes | Yes | No | CAS 1912-24-9 | 1912-24-9
P005 | Pesticides Azinphos methyl | Chemical Parameters | µg/L | AM | 0 | 0.1 | No | No | Yes | No | No | Yes | No | No | Yes | Yes | Yes | Yes | Yes | Yes | Yes | No | NULL | 86-50-0
P006 | Pesticides Bentazone | Chemical Parameters | µg/L | AM | 0 | 0.1 | No | No | Yes | No | No | Yes | No | No | Yes | Yes | Yes | Yes | Yes | Yes | Yes | No | CAS 25057-89-0 | 25057-89-0
P007 | Pesticides Beta-HCH | Chemical Parameters | µg/L | AM | 0 | 0.1 | No | No | Yes | No | No | Yes | No | No | Yes | Yes | Yes | Yes | Yes | Yes | Yes | No | NULL | 319-85-7
P008 | Pesticides Bromoxynil | Chemical Parameters | µg/L | AM | 0 | 0.1 | No | No | Yes | No | No | Yes | No | No | Yes | Yes | Yes | Yes | Yes | Yes | Yes | No | NULL | 1689-84-5
P009 | Pesticides Carbaryl | Chemical Parameters | µg/L | AM | 0 | 0.1 | No | No | Yes | No | No | Yes | No | No | Yes | Yes | Yes | Yes | Yes | Yes | Yes | No | NULL | 63-25-2
P010 | Pesticides Carbetamide | Chemical Parameters | µg/L | AM | 0 | 0.1 | No | No | Yes | No | No | Yes | No | No | Yes | Yes | Yes | Yes | Yes | Yes | Yes | No | NULL | 16118-49-3
P011 | Pesticides Carbophenothion | Chemical Parameters | µg/L | AM | 0 | 0.1 | No | No | Yes | No | No | Yes | No | No | Yes | Yes | Yes | Yes | Yes | Yes | Yes | No | NULL | 786-19-6
P012 | Pesticides Chlordane | Chemical Parameters | µg/L | AM | 0 | 0.1 | No | No | Yes | No | No | Yes | No | No | Yes | Yes | Yes | Yes | Yes | Yes | Yes | No | NULL | 57-74-9
P013 | Pesticides Chlorfenvinphos | Chemical Parameters | µg/L | AM | 0 | 0.1 | No | No | Yes | No | No | Yes | No | No | Yes | Yes | Yes | Yes | Yes | Yes | Yes | No | NULL | 470-90-6
P014 | Pesticides Chlortoluron | Chemical Parameters | µg/L | AM | 0 | 0.1 | No | No | Yes | No | No | Yes | No | No | Yes | Yes | Yes | Yes | Yes | Yes | Yes | No | NULL | 15545-48-9
P015 | Pesticides Chlorothalonil | Chemical Parameters | µg/L | AM | 0 | 0.1 | No | No | Yes | No | No | Yes | No | No | Yes | Yes | Yes | Yes | Yes | Yes | Yes | No | NULL | 1897-45-6
P016 | Pesticides Chlorpropham | Chemical Parameters | µg/L | AM | 0 | 0.1 | No | No | Yes | No | No | Yes | No | No | Yes | Yes | Yes | Yes | Yes | Yes | Yes | No | NULL | 101-21-3
P017 | Pesticides Chlorpyrifos (Chlorpyriphos Ethyl) | Chemical Parameters | µg/L | AM | 0 | 0.1 | No | No | Yes | No | No | Yes | No | No | Yes | Yes | Yes | Yes | Yes | Yes | Yes | No | NULL | 2921-88-2
P018 | Pesticides Clopyralid | Chemical Parameters | µg/L | AM | 0 | 0.1 | No | No | Yes | No | No | Yes | No | No | Yes | Yes | Yes | Yes | Yes | Yes | Yes | No | NULL | 1702-17-6
P019 | Pesticides Chlorpyriphos Methyl | Chemical Parameters | µg/L | AM | 0 | 0.1 | No | No | Yes | No | No | Yes | No | No | Yes | Yes | Yes | Yes | Yes | Yes | Yes | No | NULL | 5598-13-0
P020 | Pesticides 2 4-D | Chemical Parameters | µg/L | AM | 0 | 0.1 | No | No | Yes | No | No | Yes | No | No | Yes | Yes | Yes | Yes | Yes | Yes | Yes | No | CAS 94-75-7 | 94-75-7
P021 | Pesticides Dalapon | Chemical Parameters | µg/L | AM | 0 | 0.1 | No | No | Yes | No | No | Yes | No | No | Yes | Yes | Yes | Yes | Yes | Yes | Yes | No | NULL | 75-99-0
P022 | Pesticides Delta-HCH | Chemical Parameters | µg/L | AM | 0 | 0.1 | No | No | Yes | No | No | Yes | No | No | Yes | Yes | Yes | Yes | Yes | Yes | Yes | No | NULL | 319-86-8
P023 | Pesticides Demeton-S-Methyl | Chemical Parameters | µg/L | AM | 0 | 0.1 | No | No | Yes | No | No | Yes | No | No | Yes | Yes | Yes | Yes | Yes | Yes | Yes | No | NULL | 919-86-8
P024 | Pesticides Diazinon | Chemical Parameters | µg/L | AM | 0 | 0.1 | No | No | Yes | No | No | Yes | No | No | Yes | Yes | Yes | Yes | Yes | Yes | Yes | No | NULL | 333-41-5
P025 | Pesticides Dicamba | Chemical Parameters | µg/L | AM | 0 | 0.1 | No | No | Yes | No | No | Yes | No | No | Yes | Yes | Yes | Yes | Yes | Yes | Yes | No | NULL | 1918-00-9
P026 | Pesticides Dichlorprop | Chemical Parameters | µg/L | AM | 0 | 0.1 | No | No | Yes | No | No | Yes | No | No | Yes | Yes | Yes | Yes | Yes | Yes | Yes | No | NULL | 120-36-5
P027 | Pesticides Dichlorvos | Chemical Parameters | µg/L | AM | 0 | 0.1 | No | No | Yes | No | No | Yes | No | No | Yes | Yes | Yes | Yes | Yes | Yes | Yes | No | NULL | 62-73-7
P028 | Pesticides Dieldrin | Chemical Parameters | µg/L | AM | 0 | 0.03 | Yes | No | Yes | No | No | Yes | No | No | Yes | Yes | Yes | Yes | Yes | Yes | Yes | No | NULL | 60-57-1
P029 | Pesticides Dimethoate | Chemical Parameters | µg/L | AM | 0 | 0.1 | No | No | Yes | No | No | Yes | No | No | Yes | Yes | Yes | Yes | Yes | Yes | Yes | No | NULL | 60-51-5
P030 | Pesticides Diquat | Chemical Parameters | µg/L | AM | 0 | 0.1 | No | No | Yes | No | No | Yes | No | No | Yes | Yes | Yes | Yes | Yes | Yes | Yes | No | NULL | 2764-72-9
P031 | Pesticides Disulfoton | Chemical Parameters | µg/L | AM | 0 | 0.1 | No | No | Yes | No | No | Yes | No | No | Yes | Yes | Yes | Yes | Yes | Yes | Yes | No | NULL | 298-04-4
P032 | Pesticides Diuron | Chemical Parameters | µg/L | AM | 0 | 0.1 | No | No | Yes | No | No | Yes | No | No | Yes | Yes | Yes | Yes | Yes | Yes | Yes | No | CAS 330-54-1 | 330-54-1
P033 | Pesticides Endosulfan | Chemical Parameters | µg/L | AM | 0 | 0.1 | No | No | Yes | No | No | Yes | No | No | Yes | Yes | Yes | Yes | Yes | Yes | Yes | No | NULL | 115-29-7
P034 | Pesticides Endrin | Chemical Parameters | µg/L | AM | 0 | 0.1 | No | No | Yes | No | No | Yes | No | No | Yes | Yes | Yes | Yes | Yes | Yes | Yes | No | NULL | 72-20-8
P035 | Pesticides EPTC | Chemical Parameters | µg/L | AM | 0 | 0.1 | No | No | Yes | No | No | Yes | No | No | Yes | Yes | Yes | Yes | Yes | Yes | Yes | No | NULL | 759-94-4
P036 | Pesticides Fenitrothion | Chemical Parameters | µg/L | AM | 0 | 0.1 | No | No | Yes | No | No | Yes | No | No | Yes | Yes | Yes | Yes | Yes | Yes | Yes | No | NULL | 122-14-5
P037 | Pesticides Fenpropimorph | Chemical Parameters | µg/L | AM | 0 | 0.1 | No | No | Yes | No | No | Yes | No | No | Yes | Yes | Yes | Yes | Yes | Yes | Yes | No | NULL | 67564-91-4
P038 | Pesticides Fluazifop-butyl | Chemical Parameters | µg/L | AM | 0 | 0.1 | No | No | Yes | No | No | Yes | No | No | Yes | Yes | Yes | Yes | Yes | Yes | Yes | No | NULL | 69806-50-4
P039 | Pesticides Flutriafol | Chemical Parameters | µg/L | AM | 0 | 0.1 | No | No | Yes | No | No | Yes | No | No | Yes | Yes | Yes | Yes | Yes | Yes | Yes | No | NULL | 76674-21-0
P040 | Pesticides Fluroxypyr | Chemical Parameters | µg/L | AM | 0 | 0.1 | No | No | Yes | No | No | Yes | No | No | Yes | Yes | Yes | Yes | Yes | Yes | Yes | No | NULL | 69377-81-7
P041 | Pesticides Gamma-HCH (Lindane) | Chemical Parameters | µg/L | AM | 0 | 0.1 | No | No | Yes | No | No | Yes | No | No | Yes | Yes | Yes | Yes | Yes | Yes | Yes | No | NULL | 58-89-9
P042 | Pesticides Glyphosate | Chemical Parameters | µg/L | AM | 0 | 0.1 | No | No | Yes | No | No | Yes | No | No | Yes | Yes | Yes | Yes | Yes | Yes | Yes | No | NULL | 1071-83-6
P043 | Pesticides Heptachlor | Chemical Parameters | µg/L | AM | 0 | 0.03 | Yes | No | Yes | No | No | Yes | No | No | Yes | Yes | Yes | Yes | Yes | Yes | Yes | No | NULL | 76-44-8
P044 | Pesticides Heptachlor Epoxide - total (trans, CIS) | Chemical Parameters | µg/L | AM | 0 | 0.03 | Yes | No | Yes | No | No | Yes | No | No | Yes | Yes | Yes | Yes | Yes | Yes | Yes | No | NULL | 1024-57-3
P045 | Pesticides Hexachlorobenzene | Chemical Parameters | µg/L | AM | 0 | 0.1 | No | No | Yes | No | No | Yes | No | No | Yes | Yes | Yes | Yes | Yes | Yes | Yes | No | NULL | 118-74-1
P046 | Pesticides Iprodione | Chemical Parameters | µg/L | AM | 0 | 0.1 | No | No | Yes | No | No | Yes | No | No | Yes | Yes | Yes | Yes | Yes | Yes | Yes | No | NULL | 36734-19-7
P047 | Pesticides Isodrin | Chemical Parameters | µg/L | AM | 0 | 0.1 | No | No | Yes | No | No | Yes | No | No | Yes | Yes | Yes | Yes | Yes | Yes | Yes | No | NULL | 465-73-6
P048 | Pesticides Isoproturon | Chemical Parameters | µg/L | AM | 0 | 0.1 | No | No | Yes | No | No | Yes | No | No | Yes | Yes | Yes | Yes | Yes | Yes | Yes | No | CAS 34123-59-6 | 34123-59-6
P049 | Pesticides Ioxynil | Chemical Parameters | µg/L | AM | 0 | 0.1 | No | No | Yes | No | No | Yes | No | No | Yes | Yes | Yes | Yes | Yes | Yes | Yes | No | NULL | 1689-83-4
P050 | (not used) | Chemical Parameters | N/A | NULL | 0 | 0 | No | No | No | No | No | No | No | No | No | No | No | No | No | No | No | No | NULL | NULL
P051 | Pesticides Linuron | Chemical Parameters | µg/L | AM | 0 | 0.1 | No | No | Yes | No | No | Yes | No | No | Yes | Yes | Yes | Yes | Yes | Yes | Yes | No | NULL | 330-55-2
P052 | Pesticides Malathion | Chemical Parameters | µg/L | AM | 0 | 0.1 | No | No | Yes | No | No | Yes | No | No | Yes | Yes | Yes | Yes | Yes | Yes | Yes | No | NULL | 121-75-5
P053 | Pesticides MCPP (Mecoprop) | Chemical Parameters | µg/L | AM | 0 | 0.1 | No | No | Yes | No | No | Yes | No | No | Yes | Yes | Yes | Yes | Yes | Yes | Yes | No | CAS 7085-19-0 | 7085-19-0
P054 | Pesticides MCPA 4-chloro-o-tolyloxyacetic acid | Chemical Parameters | µg/L | AM | 0 | 0.1 | No | No | Yes | No | No | Yes | No | No | Yes | Yes | Yes | Yes | Yes | Yes | Yes | No | CAS 94-74-6 | 94-74-6
P055 | Pesticides MCPB | Chemical Parameters | µg/L | AM | 0 | 0.1 | No | No | Yes | No | No | Yes | No | No | Yes | Yes | Yes | Yes | Yes | Yes | Yes | No | NULL | 94-81-5
P056 | Pesticides Methiocarb | Chemical Parameters | µg/L | AM | 0 | 0.1 | No | No | Yes | No | No | Yes | No | No | Yes | Yes | Yes | Yes | Yes | Yes | Yes | No | NULL | 2032-65-7
P057 | Pesticides Methoxychlor | Chemical Parameters | µg/L | AM | 0 | 0.1 | No | No | Yes | No | No | Yes | No | No | Yes | Yes | Yes | Yes | Yes | Yes | Yes | No | NULL | 72-43-5
P058 | Pesticides Paraquat | Chemical Parameters | µg/L | AM | 0 | 0.1 | No | No | Yes | No | No | Yes | No | No | Yes | Yes | Yes | Yes | Yes | Yes | Yes | No | NULL | 1910-42-5
P059 | Pesticides Parathion (Parathion ethyl) | Chemical Parameters | µg/L | AM | 0 | 0.1 | No | No | Yes | No | No | Yes | No | No | Yes | Yes | Yes | Yes | Yes | Yes | Yes | No | NULL | 56-38-2
P060 | Pesticides Pentachlorophenol | Chemical Parameters | µg/L | AM | 0 | 0.1 | No | No | Yes | No | No | Yes | No | No | Yes | Yes | Yes | Yes | Yes | Yes | Yes | No | NULL | 87-86-5
P061 | Pesticides Phorate | Chemical Parameters | µg/L | AM | 0 | 0.1 | No | No | Yes | No | No | Yes | No | No | Yes | Yes | Yes | Yes | Yes | Yes | Yes | No | NULL | 298-02-2
P062 | Pesticides Phosalone | Chemical Parameters | µg/L | AM | 0 | 0.1 | No | No | Yes | No | No | Yes | No | No | Yes | Yes | Yes | Yes | Yes | Yes | Yes | No | NULL | 2310-17-0
P063 | Pesticides Prochloraz | Chemical Parameters | µg/L | AM | 0 | 0.1 | No | No | Yes | No | No | Yes | No | No | Yes | Yes | Yes | Yes | Yes | Yes | Yes | No | NULL | 67747-09-5
P064 | Pesticides Pirimicarb | Chemical Parameters | µg/L | AM | 0 | 0.1 | No | No | Yes | No | No | Yes | No | No | Yes | Yes | Yes | Yes | Yes | Yes | Yes | No | NULL | 23103-98-2
P065 | Pesticides Pirimiphos Ethyl | Chemical Parameters | µg/L | AM | 0 | 0.1 | No | No | Yes | No | No | Yes | No | No | Yes | Yes | Yes | Yes | Yes | Yes | Yes | No | NULL | 23505-41-1
P066 | Pesticides Propazine | Chemical Parameters | µg/L | AM | 0 | 0.1 | No | No | Yes | No | No | Yes | No | No | Yes | Yes | Yes | Yes | Yes | Yes | Yes | No | NULL | 139-40-2
P067 | Pesticides Propham | Chemical Parameters | µg/L | AM | 0 | 0.1 | No | No | Yes | No | No | Yes | No | No | Yes | Yes | Yes | Yes | Yes | Yes | Yes | No | NULL | 122-42-9
P068 | Pesticides Propiconazole | Chemical Parameters | µg/L | AM | 0 | 0.1 | No | No | Yes | No | No | Yes | No | No | Yes | Yes | Yes | Yes | Yes | Yes | Yes | No | NULL | 60207-90-1
P069 | Pesticides Propetamphos | Chemical Parameters | µg/L | AM | 0 | 0.1 | No | No | Yes | No | No | Yes | No | No | Yes | Yes | Yes | Yes | Yes | Yes | Yes | No | NULL | 31218-83-4
P070 | Pesticides Prometryne | Chemical Parameters | µg/L | AM | 0 | 0.1 | No | No | Yes | No | No | Yes | No | No | Yes | Yes | Yes | Yes | Yes | Yes | Yes | No | NULL | 7287-19-6
P071 | Pesticides Propyzamide | Chemical Parameters | µg/L | AM | 0 | 0.1 | No | No | Yes | No | No | Yes | No | No | Yes | Yes | Yes | Yes | Yes | Yes | Yes | No | NULL | 23950-58-5
P072 | Pesticides Pirimiphos Methyl | Chemical Parameters | µg/L | AM | 0 | 0.1 | No | No | Yes | No | No | Yes | No | No | Yes | Yes | Yes | Yes | Yes | Yes | Yes | No | NULL | 29232-93-7
P073 | Pesticides Simazine | Chemical Parameters | µg/L | AM | 0 | 0.1 | No | No | Yes | No | No | Yes | No | No | Yes | Yes | Yes | Yes | Yes | Yes | Yes | No | CAS 122-34-9 | 122-34-9
P074 | Pesticides 2,3,6-Tba | Chemical Parameters | µg/L | AM | 0 | 0.1 | No | No | Yes | No | No | Yes | No | No | Yes | Yes | Yes | Yes | Yes | Yes | Yes | No | NULL | 50-31-7
P075 | Pesticides TCA | Chemical Parameters | µg/L | AM | 0 | 0.1 | No | No | Yes | No | No | Yes | No | No | Yes | Yes | Yes | Yes | Yes | Yes | Yes | No | NULL | 76-03-9
P076 | Pesticides 2,4,5-T | Chemical Parameters | µg/L | AM | 0 | 0.1 | No | No | Yes | No | No | Yes | No | No | Yes | Yes | Yes | Yes | Yes | Yes | Yes | No | NULL | 93-76-5
P077 | Pesticides Terbutryn | Chemical Parameters | µg/L | AM | 0 | 0.1 | No | No | Yes | No | No | Yes | No | No | Yes | Yes | Yes | Yes | Yes | Yes | Yes | No | NULL | 886-50-0
P078 | Pesticides Triadimefon | Chemical Parameters | µg/L | AM | 0 | 0.1 | No | No | Yes | No | No | Yes | No | No | Yes | Yes | Yes | Yes | Yes | Yes | Yes | No | NULL | 43121-43-3
P079 | Pesticides Tri-allate | Chemical Parameters | µg/L | AM | 0 | 0.1 | No | No | Yes | No | No | Yes | No | No | Yes | Yes | Yes | Yes | Yes | Yes | Yes | No | NULL | 2303-17-5
P080 | Pesticides Triazophos | Chemical Parameters | µg/L | AM | 0 | 0.1 | No | No | Yes | No | No | Yes | No | No | Yes | Yes | Yes | Yes | Yes | Yes | Yes | No | NULL | 24017-47-8
P081 | Pesticides Trifluralin | Chemical Parameters | µg/L | AM | 0 | 0.1 | No | No | Yes | No | No | Yes | No | No | Yes | Yes | Yes | Yes | Yes | Yes | Yes | No | NULL | 1582-09-8
P082 | Pesticides 2 4-DB | Chemical Parameters | µg/L | AM | 0 | 0.1 | No | No | Yes | No | No | Yes | No | No | Yes | Yes | Yes | Yes | Yes | Yes | Yes | No | NULL | 94-82-6
P083 | Pesticides Aminotriazole (amitrole) | Chemical Parameters | µg/L | AM | 0 | 0.1 | No | No | Yes | No | No | Yes | No | No | Yes | Yes | Yes | Yes | Yes | Yes | Yes | No | NULL | 61-82-5
P084 | Pesticides Benomyl | Chemical Parameters | µg/L | AM | 0 | 0.1 | No | No | Yes | No | No | Yes | No | No | Yes | Yes | Yes | Yes | Yes | Yes | Yes | No | NULL | 17804-35-2
P085 | Pesticides Bifenox | Chemical Parameters | µg/L | AM | 0 | 0.1 | No | No | Yes | No | No | Yes | No | No | Yes | Yes | Yes | Yes | Yes | Yes | Yes | No | NULL | 42576-02-3
P086 | Pesticides Bromacil | Chemical Parameters | µg/L | AM | 0 | 0.1 | No | No | Yes | No | No | Yes | No | No | Yes | Yes | Yes | Yes | Yes | Yes | Yes | No | CAS 314-40-9 | 314-40-9
P087 | Pesticides Carbofuran | Chemical Parameters | µg/L | AM | 0 | 0.1 | No | No | Yes | No | No | Yes | No | No | Yes | Yes | Yes | Yes | Yes | Yes | Yes | No | NULL | 1563-66-2
P088 | Pesticides Chlorbufam | Chemical Parameters | µg/L | AM | 0 | 0.1 | No | No | Yes | No | No | Yes | No | No | Yes | Yes | Yes | Yes | Yes | Yes | Yes | No | NULL | 1967-16-4
P089 | Pesticides Chlordane-Alpha | Chemical Parameters | µg/L | AM | 0 | 0.1 | No | No | Yes | No | No | Yes | No | No | Yes | Yes | Yes | Yes | Yes | Yes | Yes | No | NULL | 5103-71-9
P090 | Pesticides Chlordane-Gamma | Chemical Parameters | µg/L | AM | 0 | 0.1 | No | No | Yes | No | No | Yes | No | No | Yes | Yes | Yes | Yes | Yes | Yes | Yes | No | NULL | 5566-34-7
P091 | Pesticides Crufomate | Chemical Parameters | µg/L | AM | 0 | 0.1 | No | No | Yes | No | No | Yes | No | No | Yes | Yes | Yes | Yes | Yes | Yes | Yes | No | NULL | 299-86-5
P092 | Pesticides Cyanazine | Chemical Parameters | µg/L | AM | 0 | 0.1 | No | No | Yes | No | No | Yes | No | No | Yes | Yes | Yes | Yes | Yes | Yes | Yes | No | NULL | 21725-46-2
P093 | Pesticides Cyfluthrin | Chemical Parameters | µg/L | AM | 0 | 0.1 | No | No | Yes | No | No | Yes | No | No | Yes | Yes | Yes | Yes | Yes | Yes | Yes | No | NULL | 68359-37-5
P094 | Pesticides Cypermethrin | Chemical Parameters | µg/L | AM | 0 | 0.1 | No | No | Yes | No | No | Yes | No | No | Yes | Yes | Yes | Yes | Yes | Yes | Yes | No | NULL | 52315-07-8
P095 | Pesticides Deltamethrin | Chemical Parameters | µg/L | AM | 0 | 0.1 | No | No | Yes | No | No | Yes | No | No | Yes | Yes | Yes | Yes | Yes | Yes | Yes | No | NULL | 52918-63-5
P096 | Pesticides Demeton | Chemical Parameters | µg/L | AM | 0 | 0.1 | No | No | Yes | No | No | Yes | No | No | Yes | Yes | Yes | Yes | Yes | Yes | Yes | No | NULL | 8065-48-3
P097 | Pesticides Desmetryn | Chemical Parameters | µg/L | AM | 0 | 0.1 | No | No | Yes | No | No | Yes | No | No | Yes | Yes | Yes | Yes | Yes | Yes | Yes | No | NULL | 1014-69-3
P098 | Pesticides Dichlobenil | Chemical Parameters | µg/L | AM | 0 | 0.1 | No | No | Yes | No | No | Yes | No | No | Yes | Yes | Yes | Yes | Yes | Yes | Yes | No | NULL | 1194-65-6
P099 | Pesticides Difenzoquat | Chemical Parameters | µg/L | AM | 0 | 0.1 | No | No | Yes | No | No | Yes | No | No | Yes | Yes | Yes | Yes | Yes | Yes | Yes | No | NULL | 49866-87-7
P100 | Pesticides Dinocap | Chemical Parameters | µg/L | AM | 0 | 0.1 | No | No | Yes | No | No | Yes | No | No | Yes | Yes | Yes | Yes | Yes | Yes | Yes | No | NULL | 39300-45-3
P101 | Pesticides Endosulfan A (alpha-Endosulfan) | Chemical Parameters | µg/L | AM | 0 | 0.1 | No | No | Yes | No | No | Yes | No | No | Yes | Yes | Yes | Yes | Yes | Yes | Yes | No | NULL | 959-98-8
P102 | Pesticides Endosulfan B (beta-Endosulfan) | Chemical Parameters | µg/L | AM | 0 | 0.1 | No | No | Yes | No | No | Yes | No | No | Yes | Yes | Yes | Yes | Yes | Yes | Yes | No | NULL | 33213-65-9
P103 | Pesticides Epsilon-HCH | Chemical Parameters | µg/L | AM | 0 | 0.1 | No | No | Yes | No | No | Yes | No | No | Yes | Yes | Yes | Yes | Yes | Yes | Yes | No | NULL | 1537222
P104 | Pesticides Eulan | Chemical Parameters | µg/L | AM | 0 | 0.1 | No | No | Yes | No | No | Yes | No | No | Yes | Yes | Yes | Yes | Yes | Yes | Yes | No | NULL | 68359-37-5
P105 | Pesticides Fenoprop | Chemical Parameters | µg/L | AM | 0 | 0.1 | No | No | Yes | No | No | Yes | No | No | Yes | Yes | Yes | Yes | Yes | Yes | Yes | No | NULL | 93-72-1
P106 | Pesticides Fenthion | Chemical Parameters | µg/L | AM | 0 | 0.1 | No | No | Yes | No | No | Yes | No | No | Yes | Yes | Yes | Yes | Yes | Yes | Yes | No | NULL | 55-38-9
P107 | Pesticides Fluazifop | Chemical Parameters | µg/L | AM | 0 | 0.1 | No | No | Yes | No | No | Yes | No | No | Yes | Yes | Yes | Yes | Yes | Yes | Yes | No | NULL | 69335-91-7
P108 | Pesticides Hexachlorobutadiene | Chemical Parameters | µg/L | AM | 0 | 0.1 | No | No | Yes | No | No | Yes | No | No | Yes | Yes | Yes | Yes | Yes | Yes | Yes | No | NULL | 87-68-3
P109 | Pesticides Lenacil | Chemical Parameters | µg/L | AM | 0 | 0.1 | No | No | Yes | No | No | Yes | No | No | Yes | Yes | Yes | Yes | Yes | Yes | Yes | No | NULL | 2164-08-01
P110 | Pesticides Mecarbam | Chemical Parameters | µg/L | AM | 0 | 0.1 | No | No | Yes | No | No | Yes | No | No | Yes | Yes | Yes | Yes | Yes | Yes | Yes | No | NULL | 2595-54-2
P111 | Pesticides Metoxuron | Chemical Parameters | µg/L | AM | 0 | 0.1 | No | No | Yes | No | No | Yes | No | No | Yes | Yes | Yes | Yes | Yes | Yes | Yes | No | NULL | 19937-59-8
P112 | Pesticides Mevinphos | Chemical Parameters | µg/L | AM | 0 | 0.1 | No | No | Yes | No | No | Yes | No | No | Yes | Yes | Yes | Yes | Yes | Yes | Yes | No | NULL | 7786-34-7
P113 | Pesticides Monuron | Chemical Parameters | µg/L | AM | 0 | 0.1 | No | No | Yes | No | No | Yes | No | No | Yes | Yes | Yes | Yes | Yes | Yes | Yes | No | NULL | 150-68-5
P114 | Pesticides op'-DDD (TDE) | Chemical Parameters | µg/L | AM | 0 | 0.1 | No | No | Yes | No | No | Yes | No | No | Yes | Yes | Yes | Yes | Yes | Yes | Yes | No | NULL | 53-19-0
P115 | Pesticides Dichlorodiphenyldichloroethyle op'-DDE | Chemical Parameters | µg/L | AM | 0 | 0.1 | No | No | Yes | No | No | Yes | No | No | Yes | Yes | Yes | Yes | Yes | Yes | Yes | No | NULL | 3424-82-6
P116 | Pesticides Trichloro-2(2chlorophenyl)2eth op'-DDT | Chemical Parameters | µg/L | AM | 0 | 0.1 | No | No | Yes | No | No | Yes | No | No | Yes | Yes | Yes | Yes | Yes | Yes | Yes | No | NULL | 789-02-6
P117 | Pesticides Pebulate | Chemical Parameters | µg/L | AM | 0 | 0.1 | No | No | Yes | No | No | Yes | No | No | Yes | Yes | Yes | Yes | Yes | Yes | Yes | No | NULL | 1114-71-2
P118 | Pesticides Pendimethalin | Chemical Parameters | µg/L | AM | 0 | 0.1 | No | No | Yes | No | No | Yes | No | No | Yes | Yes | Yes | Yes | Yes | Yes | Yes | No | NULL | 40487-42-1
P119 | Pesticides Permethrin | Chemical Parameters | µg/L | AM | 0 | 0.1 | No | No | Yes | No | No | Yes | No | No | Yes | Yes | Yes | Yes | Yes | Yes | Yes | No | NULL | 52645-53-1
P120 | Pesticides Permethrin-cis | Chemical Parameters | µg/L | AM | 0 | 0.1 | No | No | Yes | No | No | Yes | No | No | Yes | Yes | Yes | Yes | Yes | Yes | Yes | No | NULL | 54774-45-7
P121 | Pesticides Permethrin-trans | Chemical Parameters | µg/L | AM | 0 | 0.1 | No | No | Yes | No | No | Yes | No | No | Yes | Yes | Yes | Yes | Yes | Yes | Yes | No | NULL | 51877-74-8
P122 | Pesticides Picloram (Total) | Chemical Parameters | µg/L | AM | 0 | 0.1 | No | No | Yes | No | No | Yes | No | No | Yes | Yes | Yes | Yes | Yes | Yes | Yes | No | NULL | 1918-02-01
P123 | Pesticides Dichlorodiphenyldichlorethane pp'-DDD TDE | Chemical Parameters | µg/L | AM | 0 | 0.1 | No | No | Yes | No | No | Yes | No | No | Yes | Yes | Yes | Yes | Yes | Yes | Yes | No | NULL | 72-54-8
P124 | Pesticides 1,1-dichloro-2,2-bis-ethane pp'-DDE | Chemical Parameters | µg/L | AM | 0 | 0.1 | No | No | Yes | No | No | Yes | No | No | Yes | Yes | Yes | Yes | Yes | Yes | Yes | No | NULL | 72-55-9
P125 | Pesticides 1,1,1-trichloro-2,2-ethane pp'-DDT | Chemical Parameters | µg/L | AM | 0 | 0.1 | No | No | Yes | No | No | Yes | No | No | Yes | Yes | Yes | Yes | Yes | Yes | Yes | No | NULL | 50-29-3
P126 | Pesticides Propachlor | Chemical Parameters | µg/L | AM | 0 | 0.1 | No | No | Yes | No | No | Yes | No | No | Yes | Yes | Yes | Yes | Yes | Yes | Yes | No | NULL | 1918-16-7
P127 | Pesticides Propoxur | Chemical Parameters | µg/L | AM | 0 | 0.1 | No | No | Yes | No | No | Yes | No | No | Yes | Yes | Yes | Yes | Yes | Yes | Yes | No | NULL | 114-26-1
P128 | Pesticides Pyrethrins | Chemical Parameters | µg/L | AM | 0 | 0.1 | No | No | Yes | No | No | Yes | No | No | Yes | Yes | Yes | Yes | Yes | Yes | Yes | No | NULL | 121-21-1
P129 | Pesticides Sodium Chlorate | Chemical Parameters | µg/L | AM | 0 | 0.1 | No | No | Yes | No | No | Yes | No | No | Yes | Yes | Yes | Yes | Yes | Yes | Yes | No | NULL | 2146053
P130 | Pesticides Tecnazene | Chemical Parameters | µg/L | AM | 0 | 0.1 | No | No | Yes | No | No | Yes | No | No | Yes | Yes | Yes | Yes | Yes | Yes | Yes | No | NULL | 117-18-0
P131 | Pesticides Triclopyr | Chemical Parameters | µg/L | AM | 0 | 0.1 | No | No | Yes | No | No | Yes | No | No | Yes | Yes | Yes | Yes | Yes | Yes | Yes | No | NULL | 55335-06-3
P132 | Pesticides Trietazine | Chemical Parameters | µg/L | AM | 0 | 0.1 | No | No | Yes | No | No | Yes | No | No | Yes | Yes | Yes | Yes | Yes | Yes | Yes | No | NULL | 1912-26-1
P133 | Pesticides Asulam | Chemical Parameters | µg/L | AM | 0 | 0.1 | No | No | Yes | No | No | Yes | No | No | Yes | Yes | Yes | Yes | Yes | Yes | Yes | No | NULL | 3337-71-1
P134 | Pesticides PCB - Arochlor 1254 | Chemical Parameters | µg/L | AM | 0 | 0.1 | No | No | Yes | No | No | Yes | No | No | Yes | Yes | Yes | Yes | Yes | Yes | Yes | No | NULL | 11097-69-1
P135 | Pesticides PCB - Arochlor 5442 | Chemical Parameters | µg/L | AM | 0 | 0.1 | No | No | Yes | No | No | Yes | No | No | Yes | Yes | Yes | Yes | Yes | Yes | Yes | No | NULL | 11141-16-5
P136 | Pesticides Flumethrin | Chemical Parameters | µg/L | AM | 0 | 0.1 | No | No | Yes | No | No | Yes | No | No | Yes | Yes | Yes | Yes | Yes | Yes | Yes | No | NULL | 69770-45-2
P137 | Pesticides PCB - Total | Chemical Parameters | µg/L | AM | 0 | 0.1 | No | No | Yes | No | No | Yes | No | No | Yes | Yes | Yes | Yes | Yes | Yes | Yes | No | NULL | 1336-36-3
P138 | Pesticides Benazolin | Chemical Parameters | µg/L | AM | 0 | 0.1 | No | No | Yes | No | No | Yes | No | No | Yes | Yes | Yes | Yes | Yes | Yes | Yes | No | NULL | 698836
P139 | Pesticides Vinclozolin | Chemical Parameters | µg/L | AM | 0 | 0.1 | No | No | Yes | No | No | Yes | No | No | Yes | Yes | Yes | Yes | Yes | Yes | Yes | No | NULL | 50471-44-8
P140 | Pesticides Dichlofluanid | Chemical Parameters | µg/L | AM | 0 | 0.1 | No | No | Yes | No | No | Yes | No | No | Yes | Yes | Yes | Yes | Yes | Yes | Yes | No | NULL | 1085-98-9
P141 | Pesticides Methidathion | Chemical Parameters | µg/L | AM | 0 | 0.1 | No | No | Yes | No | No | Yes | No | No | Yes | Yes | Yes | Yes | Yes | Yes | Yes | No | NULL | 950-37-8
P142 | Pesticides Chlormephos | Chemical Parameters | µg/L | AM | 0 | 0.1 | No | No | Yes | No | No | Yes | No | No | Yes | Yes | Yes | Yes | Yes | Yes | Yes | No | NULL | 24934-91-6
P143 | Pesticides Fenchlorphos | Chemical Parameters | µg/L | AM | 0 | 0.1 | No | No | Yes | No | No | Yes | No | No | Yes | Yes | Yes | Yes | Yes | Yes | Yes | No | NULL | 299-84-3
P144 | Pesticides Trichloronat | Chemical Parameters | µg/L | AM | 0 | 0.1 | No | No | Yes | No | No | Yes | No | No | Yes | Yes | Yes | Yes | Yes | Yes | Yes | No | NULL | 327-98-0
P145 | Pesticides Bromophos-ethyl | Chemical Parameters | µg/L | AM | 0 | 0.1 | No | No | Yes | No | No | Yes | No | No | Yes | Yes | Yes | Yes | Yes | Yes | Yes | No | NULL | 4824-78-6
P146 | Pesticides Dicloran (Dichlorane) | Chemical Parameters | µg/L | AM | 0 | 0.1 | No | No | Yes | No | No | Yes | No | No | Yes | Yes | Yes | Yes | Yes | Yes | Yes | No | NULL | 99-30-9
P147 | Pesticides Parathion-methyl | Chemical Parameters | µg/L | AM | 0 | 0.1 | No | No | Yes | No | No | Yes | No | No | Yes | Yes | Yes | Yes | Yes | Yes | Yes | No | NULL | 298-00-0
P148 | Pesticides Ethion (Diethion) | Chemical Parameters | µg/L | AM | 0 | 0.1 | No | No | Yes | No | No | Yes | No | No | Yes | Yes | Yes | Yes | Yes | Yes | Yes | No | NULL | 563-12-2
P149 | Pesticides PCB - Arochlor 1260 | Chemical Parameters | µg/L | AM | 0 | 0.1 | No | No | Yes | No | No | Yes | No | No | Yes | Yes | Yes | Yes | Yes | Yes | Yes | No | NULL | 11096-82-5
P150 | Pesticides Carbendazim (Total) | Chemical Parameters | µg/L | AM | 0 | 0.1 | No | No | Yes | No | No | Yes | No | No | Yes | Yes | Yes | Yes | Yes | Yes | Yes | No | NULL | 10605-21-7
P151 | Pesticides PCB - Arochlor 1250 | Chemical Parameters | µg/L | AM | 0 | 0.1 | No | No | Yes | No | No | Yes | No | No | Yes | Yes | Yes | Yes | Yes | Yes | Yes | No | NULL | 165245-51-2
P152 | Pesticides Metribuzin | Chemical Parameters | µg/L | AM | 0 | 0.1 | No | No | Yes | No | No | Yes | No | No | Yes | Yes | Yes | Yes | Yes | Yes | Yes | No | NULL | 21087-64-9
P153 | Pesticides PCT - Arochlor 4465 | Chemical Parameters | µg/L | AM | 0 | 0.1 | No | No | Yes | No | No | Yes | No | No | Yes | Yes | Yes | Yes | Yes | Yes | Yes | No | NULL | 11120-29-9
P154 | Pesticides Oxadixyl | Chemical Parameters | µg/L | AM | 0 | 0.1 | No | No | Yes | No | No | Yes | No | No | Yes | Yes | Yes | Yes | Yes | Yes | Yes | No | NULL | 77732-09-3
P155 | Pesticides Maneb (a Dithiocarbamate Fungicide) | Chemical Parameters | µg/L | AM | 0 | 0.1 | No | No | Yes | No | No | Yes | No | No | Yes | Yes | Yes | Yes | Yes | Yes | Yes | No | NULL | 12427-38-2
P156 | Pesticides Alpha-cypermethrin | Chemical Parameters | µg/L | AM | 0 | 0.1 | No | No | Yes | No | No | Yes | No | No | Yes | Yes | Yes | Yes | Yes | Yes | Yes | No | NULL | 67375-30-8
P157 | Pesticides Diflufenican | Chemical Parameters | µg/L | AM | 0 | 0.1 | No | No | Yes | No | No | Yes | No | No | Yes | Yes | Yes | Yes | Yes | Yes | Yes | No | NULL | 83164-33-4
P158 | Pesticides Fenvalerate | Chemical Parameters | µg/L | AM | 0 | 0.1 | No | No | Yes | No | No | Yes | No | No | Yes | Yes | Yes | Yes | Yes | Yes | Yes | No | NULL | 51630-58-1
P159 | Pesticides Flusilazole | Chemical Parameters | µg/L | AM | 0 | 0.1 | No | No | Yes | No | No | Yes | No | No | Yes | Yes | Yes | Yes | Yes | Yes | Yes | No | NULL | 85509-19-9
P160 | Pesticides Imazapyr | Chemical Parameters | µg/L | AM | 0 | 0.1 | No | No | Yes | No | No | Yes | No | No | Yes | Yes | Yes | Yes | Yes | Yes | Yes | No | NULL | 81334-34-1
P161 | Pesticides Tridemorph | Chemical Parameters | µg/L | AM | 0 | 0.1 | No | No | Yes | No | No | Yes | No | No | Yes | Yes | Yes | Yes | Yes | Yes | Yes | No | NULL | 81412-43-3
P162 | Pesticides Chloridazon | Chemical Parameters | µg/L | AM | 0 | 0.1 | No | No | Yes | No | No | Yes | No | No | Yes | Yes | Yes | Yes | Yes | Yes | Yes | No | NULL | 1698-60-8
P163 | Pesticides Chlormequat | Chemical Parameters | µg/L | AM | 0 | 0.1 | No | No | Yes | No | No | Yes | No | No | Yes | Yes | Yes | Yes | Yes | Yes | Yes | No | NULL | 7003-89-6
P164 | Pesticides Flamprop-M-Isopropyl | Chemical Parameters | µg/L | AM | 0 | 0.1 | No | No | Yes | No | No | Yes | No | No | Yes | Yes | Yes | Yes | Yes | Yes | Yes | No | NULL | 63782-90-1
P165 | Pesticides Mepiquat | Chemical Parameters | µg/L | AM | 0 | 0.1 | No | No | Yes | No | No | Yes | No | No | Yes | Yes | Yes | Yes | Yes | Yes | Yes | No | NULL | 15302-91-7
P166 | Pesticides Isoxaben | Chemical Parameters | µg/L | AM | 0 | 0.1 | No | No | Yes | No | No | Yes | No | No | Yes | Yes | Yes | Yes | Yes | Yes | Yes | No | NULL | 82558-50-7
P167 | Pesticides Methabenzthiazuron | Chemical Parameters | µg/L | AM | 0 | 0.1 | No | No | Yes | No | No | Yes | No | No | Yes | Yes | Yes | Yes | Yes | Yes | Yes | No | NULL | 18691-97-9
P168 | Pesticides Fenpropidin | Chemical Parameters | µg/L | AM | 0 | 0.1 | No | No | Yes | No | No | Yes | No | No | Yes | Yes | Yes | Yes | Yes | Yes | Yes | No | NULL | 67306-00-7
P169 | Pesticides Triphenyltin (fentin) | Chemical Parameters | µg/L | AM | 0 | 0.1 | No | No | Yes | No | No | Yes | No | No | Yes | Yes | Yes | Yes | Yes | Yes | Yes | No | NULL | 668-34-8
P170 | Pesticides Flucofuron | Chemical Parameters | µg/L | AM | 0 | 0.1 | No | No | Yes | No | No | Yes | No | No | Yes | Yes | Yes | Yes | Yes | Yes | Yes | No | NULL | 370-50-3
P171 | Pesticides Sulcofuron | Chemical Parameters | µg/L | AM | 0 | 0.1 | No | No | Yes | No | No | Yes | No | No | Yes | Yes | Yes | Yes | Yes | Yes | Yes | No | NULL | 24019-05-4
P172 | Pesticides Trichlorobenzene | Chemical Parameters | µg/L | AM | 0 | 0.1 | No | No | Yes | No | No | Yes | No | No | Yes | Yes | Yes | Yes | Yes | Yes | Yes | No | NULL | 108-70-3
P173 | Pesticides Terbuthylazine | Chemical Parameters | µg/L | AM | 0 | 0.1 | No | No | Yes | No | No | Yes | No | No | Yes | Yes | Yes | Yes | Yes | Yes | Yes | No | CAS 5915-41-3 | 5915-41-3
P174 | Pesticides Bendiocarb | Chemical Parameters | µg/L | AM | 0 | 0.1 | No | No | Yes | No | No | Yes | No | No | Yes | Yes | Yes | Yes | Yes | Yes | Yes | No | NULL | 22781-23-3
P175 | Pesticides Chlorthal (Chlorthal Dimethyl) DCPA | Chemical Parameters | µg/L | AM | 0 | 0.1 | No | No | Yes | No | No | Yes | No | No | Yes | Yes | Yes | Yes | Yes | Yes | Yes | No | NULL | 2136-79-0
P176 | Pesticides Heptenophos | Chemical Parameters | µg/L | AM | 0 | 0.1 | No | No | Yes | No | No | Yes | No | No | Yes | Yes | Yes | Yes | Yes | Yes | Yes | No | NULL | 23560-59-0
P177 | Pesticides Tebuconazole | Chemical Parameters | µg/L | AM | 0 | 0.1 | No | No | Yes | No | No | Yes | No | No | Yes | Yes | Yes | Yes | Yes | Yes | Yes | No | NULL | 107534-96-3
P178 | Pesticides Diflubenzuron | Chemical Parameters | µg/L | AM | 0 | 0.1 | No | No | Yes | No | No | Yes | No | No | Yes | Yes | Yes | Yes | Yes | Yes | Yes | No | NULL | 35367-38-5
P179 | Pesticides Quintozene | Chemical Parameters | µg/L | AM | 0 | 0.1 | No | No | Yes | No | No | Yes | No | No | Yes | Yes | Yes | Yes | Yes | Yes | Yes | No | NULL | 82-68-8
P180 | Pesticides Aziprotryne | Chemical Parameters | µg/L | AM | 0 | 0.1 | No | No | Yes | No | No | Yes | No | No | Yes | Yes | Yes | Yes | Yes | Yes | Yes | No | NULL | 4658-28-0
P181 | Pesticides Chloroxuron | Chemical Parameters | µg/L | AM | 0 | 0.1 | No | No | Yes | No | No | Yes | No | No | Yes | Yes | Yes | Yes | Yes | Yes | Yes | No | NULL | 1982-47-4
P182 | Pesticides Desethylatrazine | Chemical Parameters | µg/L | AM | 0 | 0.1 | No | No | Yes | No | No | Yes | No | No | Yes | Yes | Yes | Yes | Yes | Yes | Yes | No | CAS 6190-65-4 | 6190-65-4
P183 | Pesticides Fenoxaprop | Chemical Parameters | µg/L | AM | 0 | 0.1 | No | No | Yes | No | No | Yes | No | No | Yes | Yes | Yes | Yes | Yes | Yes | Yes | No | NULL | 95617-09-7
P184 | Pesticides Fenoxaprop-P (Fenoxaprop-P-Ethyl) | Chemical Parameters | µg/L | AM | 0 | 0.1 | No | No | Yes | No | No | Yes | No | No | Yes | Yes | Yes | Yes | Yes | Yes | Yes | No | NULL | 71283-80-2
P185 | Pesticides Fenuron | Chemical Parameters | µg/L | AM | 0 | 0.1 | No | No | Yes | No | No | Yes | No | No | Yes | Yes | Yes | Yes | Yes | Yes | Yes | No | NULL | 101-42-8
P186 | Pesticides Flamprop-M | Chemical Parameters | µg/L | AM | 0 | 0.1 | No | No | Yes | No | No | Yes | No | No | Yes | Yes | Yes | Yes | Yes | Yes | Yes | No | NULL | 90134-59-1
P187 | Pesticides Mancozeb (a Dithiocarbamate Funficide) | Chemical Parameters | µg/L | AM | 0 | 0.1 | No | No | Yes | No | No | Yes | No | No | Yes | Yes | Yes | Yes | Yes | Yes | Yes | No | NULL | 2234562
P188 | Pesticides Monolinuron | Chemical Parameters | µg/L | AM | 0 | 0.1 | No | No | Yes | No | No | Yes | No | No | Yes | Yes | Yes | Yes | Yes | Yes | Yes | No | NULL | 1746-81-2
P189 | Pesticides Tebuthiuron | Chemical Parameters | µg/L | AM | 0 | 0.1 | No | No | Yes | No | No | Yes | No | No | Yes | Yes | Yes | Yes | Yes | Yes | Yes | No | NULL | 34014-18-1
P190 | Pesticides Thiabendazole | Chemical Parameters | µg/L | AM | 0 | 0.1 | No | No | Yes | No | No | Yes | No | No | Yes | Yes | Yes | Yes | Yes | Yes | Yes | No | NULL | 148-79-8
P191 | Pesticides PCT | Chemical Parameters | µg/L | AM | 0 | 0.1 | No | No | Yes | No | No | Yes | No | No | Yes | Yes | Yes | Yes | Yes | Yes | Yes | No | NULL | 61788-33-8
P192 | Pesticides Captan | Chemical Parameters | µg/L | AM | 0 | 0.1 | No | No | Yes | No | No | Yes | No | No | Yes | Yes | Yes | Yes | Yes | Yes | Yes | No | NULL | 133-06-2
P193 | (not used) | Chemical Parameters | N/A | NULL | 0 | 0.1 | No | No | No | No | No | No | No | No | No | No | No | No | No | No | No | No | NULL | NULL
P194 | Pesticides Metamitron | Chemical Parameters | µg/L | AM | 0 | 0.1 | No | No | Yes | No | No | Yes | No | No | Yes | Yes | Yes | Yes | Yes | Yes | Yes | No | NULL | 41394-05-2
P195 | Pesticides PCB Congener 101 | Chemical Parameters | µg/L | AM | 0 | 0.1 | No | No | Yes | No | No | Yes | No | No | Yes | Yes | Yes | Yes | Yes | Yes | Yes | No | NULL | 37680-73-2
P196 | Pesticides PCB Congener 118 | Chemical Parameters | µg/L | AM | 0 | 0.1 | No | No | Yes | No | No | Yes | No | No | Yes | Yes | Yes | Yes | Yes | Yes | Yes | No | NULL | 31508-00-6
P197 | Pesticides PCB Congener 138 | Chemical Parameters | µg/L | AM | 0 | 0.1 | No | No | Yes | No | No | Yes | No | No | Yes | Yes | Yes | Yes | Yes | Yes | Yes | No | NULL | 35065-28-2
P198 | Pesticides PCB Congener 153 | Chemical Parameters | µg/L | AM | 0 | 0.1 | No | No | Yes | No | No | Yes | No | No | Yes | Yes | Yes | Yes | Yes | Yes | Yes | No | NULL | 35065-27-1
P199 | Pesticides PCB Congener 180 | Chemical Parameters | µg/L | AM | 0 | 0.1 | No | No | Yes | No | No | Yes | No | No | Yes | Yes | Yes | Yes | Yes | Yes | Yes | No | NULL | 35065-29-3
P200 | (not used) | Chemical Parameters | N/A | NULL | 0 | 0.1 | No | No | No | No | No | No | No | No | No | No | No | No | No | No | No | No | NULL | NULL
P201 | Pesticides PCB Congener 28 | Chemical Parameters | µg/L | AM | 0 | 0.1 | No | No | Yes | No | No | Yes | No | No | Yes | Yes | Yes | Yes | Yes | Yes | Yes | No | NULL | 7012-37-5
P202 | Pesticides PCB Congener 52 | Chemical Parameters | µg/L | AM | 0 | 0.1 | No | No | Yes | No | No | Yes | No | No | Yes | Yes | Yes | Yes | Yes | Yes | Yes | No | NULL | 35693-99-3
P203 | Pesticides Metazachlor | Chemical Parameters | µg/L | AM | 0 | 0.1 | No | No | Yes | No | No | Yes | No | No | Yes | Yes | Yes | Yes | Yes | Yes | Yes | No | NULL | 67129-08-2
P204 | Pesticides Fonofos | Chemical Parameters | µg/L | AM | 0 | 0.1 | No | No | Yes | No | No | Yes | No | No | Yes | Yes | Yes | Yes | Yes | Yes | Yes | No | NULL | 944-22-9
P205 | Pesticides Diclofop | Chemical Parameters | µg/L | AM | 0 | 0.1 | No | No | Yes | No | No | Yes | No | No | Yes | Yes | Yes | Yes | Yes | Yes | Yes | No | NULL | 40843-25-2
P206 | Pesticides Etrimfos | Chemical Parameters | µg/L | AM | 0 | 0.1 | No | No | Yes | No | No | Yes | No | No | Yes | Yes | Yes | Yes | Yes | Yes | Yes | No | NULL | 38260-54-7
P207 | Pesticides Cyproconazole | Chemical Parameters | µg/L | AM | 0 | 0.1 | No | No | Yes | No | No | Yes | No | No | Yes | Yes | Yes | Yes | Yes | Yes | Yes | No | NULL | 94361-06-5
P208 | Pesticides Imazaquin | Chemical Parameters | µg/L | AM | 0 | 0.1 | No | No | Yes | No | No | Yes | No | No | Yes | Yes | Yes | Yes | Yes | Yes | Yes | No | NULL | 81335-37-7
P209 | Pesticides Metalaxyl | Chemical Parameters | µg/L | AM | 0 | 0.1 | No | No | Yes | No | No | Yes | No | No | Yes | Yes | Yes | Yes | Yes | Yes | Yes | No | NULL | 57837-19-1
P210 | Pesticides Metsulfuron | Chemical Parameters | µg/L | AM | 0 | 0.1 | No | No | Yes | No | No | Yes | No | No | Yes | Yes | Yes | Yes | Yes | Yes | Yes | No | NULL | 79510-48-8
P211 | Pesticides Dimethyl tetrachloroterephthalate | Chemical Parameters | µg/L | AM | 0 | 0.1 | No | No | Yes | No | No | Yes | No | No | Yes | Yes | Yes | Yes | Yes | Yes | Yes | No | NULL | 1861-32-1
P212 | Pesticides Atrazine Desisopropyl | Chemical Parameters | µg/L | NULL | 0 | 0.1 | No | No | No | No | No | Yes | No | No | Yes | Yes | No | Yes | No | Yes | Yes | No | NULL
P213 | (not used) | Chemical Parameters | N/A | NULL | 0 | 0 | No | No | No | No | No | No | No | No | No | No | No | No | No | No | No | No | NULL | NULL
P214 | (not used) | Chemical Parameters | N/A | NULL | 0 | 0 | No | No | No | No | No | No | No | No | No | No | No | No | No | No | No | No | NULL | NULL
P215 | (not used) | Chemical Parameters | N/A | NULL | 0 | 0 | No | No | No | No | No | No | No | No | No | No | No | No | No | No | No | No | NULL | NULL
P216 | Pesticides Lambda-Cyhalothrin | Chemical Parameters | µg/L | AM | 0 | 0.1 | No | No | Yes | No | No | Yes | No | No | Yes | Yes | Yes | Yes | Yes | Yes | Yes | No | NULL | 91465-08-6
P217 | Pesticides Epoxyconazole | Chemical Parameters | µg/L | AM | 0 | 0.1 | No | No | Yes | No | No | Yes | No | No | Yes | Yes | Yes | Yes | Yes | Yes | Yes | No | NULL | 135319-73-2
P218 | Pesticides Kresoxim-methyl | Chemical Parameters | µg/L | AM | 0 | 0.1 | No | No | Yes | No | No | Yes | No | No | Yes | Yes | Yes | Yes | Yes | Yes | Yes | No | NULL | 143390-89-0
P219 | Pesticides Napropamide | Chemical Parameters | µg/L | AM | 0 | 0.1 | No | No | Yes | No | No | Yes | No | No | Yes | Yes | Yes | Yes | Yes | Yes | Yes | No | NULL | 15299-99-7
P220 | Pesticides Fentin Hydroxides as TPTin | Chemical Parameters | µg/L | AM | 0 | 0.1 | No | No | Yes | No | No | Yes | No | No | Yes | Yes | Yes | Yes | Yes | Yes | Yes | No | NULL | 76-87-9
P221 | Pesticides Ethofumersate | Chemical Parameters | µg/L | AM | 0 | 0.1 | No | No | Yes | No | No | Yes | No | No | Yes | Yes | Yes | Yes | Yes | Yes | Yes | No | NULL | 26225-79-6
P222 | Pesticides Ametryn | Chemical Parameters | µg/L | AM | 0 | 0.1 | No | No | Yes | No | No | Yes | No | No | Yes | Yes | Yes | Yes | Yes | Yes | Yes | No | NULL | 834-12-8
P223 | Pesticides Cyromazine | Chemical Parameters | µg/L | AM | 0 | 0.1 | No | No | Yes | No | No | Yes | No | No | Yes | Yes | Yes | Yes | Yes | Yes | Yes | No | NULL | 66215-27-8
P224 | Pesticides Phenmedipham | Chemical Parameters | µg/L | AM | 0 | 0.1 | No | No | Yes | No | No | Yes | No | No | Yes | Yes | Yes | Yes | Yes | Yes | Yes | No | NULL | 13684-63-4
P225 | Pesticides Triforine | Chemical Parameters | µg/L | AM | 0 | 0.1 | No | No | Yes | No | No | Yes | No | No | Yes | Yes | Yes | Yes | Yes | Yes | Yes | No | NULL | 26644-46-2
P226 | Pesticides Metaldehyde | Chemical Parameters | µg/L | AM | 0 | 0.1 | No | No | Yes | No | No | Yes | No | No | Yes | Yes | Yes | Yes | Yes | Yes | Yes | No | NULL | 108-62-3
P227 | Pesticides Azoxystrobin | Chemical Parameters | µg/L | AM | 0 | 0.1 | Yes | No | Yes | No | No | Yes | No | No | Yes | Yes | Yes | Yes | Yes | Yes | Yes | No | NULL | 131860-33-8
P228 | Pesticides Cyprodinil | Chemical Parameters | µg/L | AM | 0 | 0.1 | No | No | Yes | No | No | Yes | No | No | Yes | Yes | Yes | Yes | Yes | Yes | Yes | No | NULL | 121552-61-2
P229 | Pesticides Trifloxystrobin | Chemical Parameters | µg/L | AM | 0 | 0.1 | No | No | Yes | No | No | Yes | No | No | Yes | Yes | Yes | Yes | Yes | Yes | Yes | No | NULL | 141517-21-7
P230 | Pesticides Flufenacet | Chemical Parameters | µg/L | AM | 0 | 0.1 | No | No | Yes | No | No | Yes | No | No | Yes | Yes | Yes | Yes | Yes | Yes | Yes | No | NULL | 142459-58-3
P231 | Pesticides Boscalid | Chemical Parameters | µg/L | AM | 0 | 0.1 | No | No | Yes | No | No | Yes | No | No | Yes | Yes | Yes | Yes | Yes | Yes | Yes | No | NULL | 188425-85-6
P232 | Pesticides Aminopyralid | Chemical Parameters | µg/L | AM | 0 | 0.1 | Yes | No | Yes | No | No | Yes | No | No | Yes | Yes | Yes | Yes | Yes | Yes | Yes | No | NULL | 150114-71-9
P233 | Pesticides Glufosinate-ammonia | Chemical Parameters | µg/L | AM | 0 | 0.1 | Yes | No | Yes | No | No | Yes | No | No | Yes | Yes | Yes | Yes | Yes | Yes | Yes | No | NULL | 51276-47-2
P234 | Pesticides Mesosulfuron-methyl | Chemical Parameters | µg/L | AM | 0 | 0.1 | Yes | No | Yes | No | No | Yes | No | No | Yes | Yes | Yes | Yes | Yes | Yes | Yes | No | NULL | 208465-21-8
P235 | Pesticides Mesotrione | Chemical Parameters | µg/L | AM | 0 | 0.1 | Yes | No | Yes | No | No | Yes | No | No | Yes | Yes | Yes | Yes | Yes | Yes | Yes | No | NULL | 104206-82-8
P236 | Pesticides Trinexapac-ethyl | Chemical Parameters | µg/L | AM | 0 | 0.1 | Yes | No | Yes | No | No | Yes | No | No | Yes | Yes | Yes | Yes | Yes | Yes | Yes | No | NULL | 95266-40-3
P237 | Pesticides Desthioprothioconazole | Chemical Parameters | µg/L | AM | 0 | 0.1 | Yes | No | Yes | No | No | Yes | No | No | Yes | Yes | Yes | Yes | Yes | Yes | Yes | No | NULL | 120983-64-4
P238 | Pesticides Propamocarb | Chemical Parameters | µg/L | AM | 0 | 0.1 | Yes | No | Yes | No | No | Yes | No | No | Yes | Yes | Yes | Yes | Yes | Yes | Yes | No | NULL | 24579-73-5
P239 | Pesticides Spiroxamine | Chemical Parameters | µg/L | AM | 0 | 0.1 | Yes | No | Yes | No | No | Yes | No | No | Yes | Yes | Yes | Yes | Yes | Yes | Yes | No | NULL | 118134-30-8
P240 | Pesticides Alachlor | Chemical Parameters | µg/L | AM | 0 | 0.1 | Yes | No | Yes | No | No | Yes | No | No | Yes | Yes | Yes | Yes | Yes | Yes | Yes | No | NULL | 15972-60-8
P241 | Pesticides Pentachlorobenzene | Chemical Parameters | µg/L | AM | 0 | 0.1 | Yes | No | Yes | No | No | Yes | No | No | Yes | Yes | Yes | Yes | Yes | Yes | Yes | No | NULL | 608-93-5
P242 | Pesticides Prothioconazole | Chemical Parameters | µg/L | AM | 0 | 0.1 | Yes | No | Yes | No | No | Yes | No | No | Yes | Yes | Yes | Yes | Yes | Yes | Yes | No | NULL | 178928-70-6
P243 | Pesticides Prosulfocarb | Chemical Parameters | µg/L | AM | 0 | 0.1 | No | No | Yes | No | No | Yes | No | No | Yes | Yes | Yes | Yes | Yes | Yes | Yes | No | NULL | 52888-80-9
P244 | Pesticides Quinmerac | Chemical Parameters | µg/L | AM | 0 | 0.1 | No | No | Yes | No | No | Yes | No | No | Yes | Yes | Yes | Yes | Yes | Yes | Yes | No | NULL | 90717-03-06
P245 | Pesticides Dimethenamid | Chemical Parameters | µg/L | AM | 0 | 0.1 | Yes | No | Yes | No | No | Yes | No | No | Yes | Yes | Yes | Yes | Yes | Yes | Yes | No | NULL | 87674-68-8
P246 | Pesticides Clomazone | Chemical Parameters | µg/L | AM | 0 | 0.1 | Yes | No | Yes | No | No | Yes | No | No | Yes | Yes | Yes | Yes | Yes | Yes | Yes | No | NULL | 81777-89-1
P247 | Pesticides Difenconazole | Chemical Parameters | µg/L | AM | 0 | 0.1 | Yes | No | Yes | No | No | Yes | No | No | Yes | Yes | Yes | Yes | Yes | Yes | Yes | No | NULL | 119446-68-3
P248 | Pesticides Flurtamone | Chemical Parameters | µg/L | AM | 0 | 0.1 | Yes | No | Yes | No | No | Yes | No | No | Yes | Yes | Yes | Yes | Yes | Yes | Yes | No | NULL | 96525-23-4
P249 | Pesticides Mecoprop-P | Chemical Parameters | µg/L | AM | 0 | 0.1 | Yes | No | Yes | No | No | Yes | No | No | Yes | Yes | Yes | Yes | Yes | Yes | Yes | No | NULL | 16484-77-8
P250 | Pesticides Iodosulfuron methyl sodium | Chemical Parameters | µg/L | AM | 0 | 0.1 | Yes | No | Yes | No | No | Yes | No | No | Yes | Yes | Yes | Yes | Yes | Yes | Yes | No | NULL | 185119-76-0
P251 | Pesticides 2,6-Diisopropylnaphthalene | Chemical Parameters | µg/L | AM | 0 | 0.1 | Yes | No | Yes | No | No | Yes | No | No | Yes | Yes | Yes | Yes | Yes | Yes | Yes | No | NULL | 24157811
P252 | Pesticides Florasulam | Chemical Parameters | µg/L | AM | 0 | 0.1 | No | No | Yes | No | No | Yes | No | No | Yes | Yes | Yes | Yes | Yes | Yes | Yes | No | NULL | 145701-23-1
P253 | Pesticides Clothianidin | Chemical Parameters | µg/L | AM | 0 | 0.1 | No | No | Yes | No | No | Yes | No | No | Yes | Yes | Yes | Yes | Yes | Yes | Yes | No | NULL | 210880-92-5
P254 | Pesticides Fosthiazate | Chemical Parameters | µg/L | AM | 0 | 0.1 | No | No | Yes | No | No | Yes | No | No | Yes | Yes | Yes | Yes | Yes | Yes | Yes | No | NULL | 98886-44-3
P255 | Pesticides Fluoxastrobin | Chemical Parameters | µg/L | AM | 0 | 0.1 | No | No | Yes | No | No | Yes | No | No | Yes | Yes | Yes | Yes | Yes | Yes | Yes | No | NULL | 361377-29-9
P256 | Pesticides Silthiofam | Chemical Parameters | µg/L | AM | 0 | 0.1 | No | No | Yes | No | No | Yes | No | No | Yes | Yes | Yes | Yes | Yes | Yes | Yes | No | NULL | 175217-20-6
P257 | Pesticides Fluopicolide | Chemical Parameters | µg/L | AM | 0 | 0.1 | No | No | Yes | No | No | Yes | No | No | Yes | Yes | Yes | Yes | Yes | Yes | Yes | No | NULL | 239110-15-7
P258 | Pesticides Thiamethoxam | Chemical Parameters | µg/L | AM | 0 | 0.1 | No | No | Yes | No | No | Yes | No | No | Yes | Yes | Yes | Yes | Yes | Yes | Yes | No | NULL | 153719-23-4
P259 | Pesticides Triadimenol | Chemical Parameters | µg/L | AM | 0 | 0.1 | No | No | Yes | No | No | Yes | No | No | Yes | Yes | Yes | Yes | Yes | Yes | Yes | No | NULL | 55219-65-3
P260 | Pesticides Thifensulfuron-methyl | Chemical Parameters | µg/L | AM | 0 | 0.1 | No | No | Yes | No | No | Yes | No | No | Yes | Yes | Yes | Yes | Yes | Yes | Yes | No | NULL | 79277-27-3
P261 | Pesticides Ethoprophos | Chemical Parameters | µg/L | AM | 0 | 0.1 | No | No | Yes | No | No | Yes | No | No | Yes | Yes | Yes | Yes | Yes | Yes | Yes | No | NULL | 13194-48-4
P262 | Pesticides Hexachlorocyclohexane (HCH) | Chemical Parameters | µg/L | AM | 0 | 0.1 | No | No | Yes | No | No | Yes | No | No | Yes | Yes | Yes | Yes | Yes | Yes | Yes | No | NULL | 608-73-1
P263 | Pesticides Oxamyl | Chemical Parameters | µg/L | AM | 0 | 0.1 | No | No | Yes | No | No | Yes | No | No | Yes | Yes | Yes | Yes | Yes | Yes | Yes | No | NULL | 23135-22-0
P264 | Pesticides Propamocarb hydrochloride | Chemical Parameters | µg/L | AM | 0 | 0.1 | No | No | No | No | No | Yes | No | No | Yes | Yes | No | Yes | Yes | Yes | Yes | No | NULL | NULL
P265 | Pesticides Dimethenamid - P | Chemical Parameters | µg/L | AM | 0 | 0.1 | No | No | No | No | No | Yes | No | No | Yes | Yes | No | Yes | Yes | Yes | Yes | No | NULL | NULL
P266 | Pesticides Cymoxanil | Chemical Parameters | µg/L | AM | 0 | 0.1 | No | No | No | No | No | Yes | No | No | Yes | Yes | No | Yes | Yes | Yes | Yes | No | NULL | NULL
P267 | Pesticides Folpet | Chemical Parameters | µg/L | AM | 0 | 0.1 | No | No | No | No | No | Yes | No | No | Yes | Yes | No | Yes | Yes | Yes | Yes | No | NULL | NULL
P268 | Pesticides Dimethochlor | Chemical Parameters | µg/L | AM | 0 | 0.1 | No | No | No | No | No | Yes | No | No | Yes | Yes | No | Yes | Yes | Yes | Yes | No | NULL | NULL
P269 | Pesticides Maleic hydrazide | Chemical Parameters | µg/L | AM | 0 | 0.1 | No | No | No | No | No | Yes | No | No | Yes | Yes | No | Yes | Yes | Yes | Yes | No | NULL | NULL
P270 | Pesticides Nicosulfuron | Chemical Parameters | µg/L | AM | 0 | 0.1 | No | No | No | No | No | Yes | No | No | Yes | Yes | No | Yes | Yes | Yes | Yes | No | NULL | NULL
P271 | Pesticides Flupyrsulfon-methyl | Chemical Parameters | µg/L | AM | 0 | 0.1 | No | No | No | No | No | Yes | No | No | Yes | Yes | No | Yes | Yes | Yes | Yes | No | NULL | NULL
P272 | Pesticides Amidosulfuron | Chemical Parameters | µg/L | AM | 0 | 0.1 | No | No | No | No | No | Yes | No | No | Yes | Yes | No | Yes | Yes | Yes | Yes | No | NULL | NULL
P273 | Pesticides Aminomethylphosphonic acid | Chemical Parameters | µg/L | AM | 0 | 0.1 | No | No | No | No | No | Yes | No | No | Yes | Yes | No | Yes | Yes | Yes | Yes | No | NULL | NULL
P274 | Pesticides Fluxapyroxad | Chemical Parameters | µg/L | AM | 0 | 0.1 | No | No | Yes | No | No | Yes | No | No | Yes | Yes | No | Yes | Yes | Yes | Yes | No | NULL | 907204-31-3
P275 | Pesticides 2(3H)-Benzothiazolone | Chemical Parameters | µg/L | AM | 0 | 0.1 | No | No | Yes | No | No | Yes | No | No | Yes | Yes | No | Yes | Yes | Yes | Yes | No | NULL | 934-34-9
P276 | Pesticides Penthiopyrad | Chemical Parameters | µg/L | AM | 0 | 0.1 | No | No | No | No | No | Yes | No | No | Yes | Yes | No | Yes | Yes | Yes | Yes | No | NULL
P277 | Pesticides Furfural | Chemical Parameters | µg/L | AM | 0 | 0.1 | No | No | No | No | No | Yes | No | No | Yes | Yes | No | Yes | Yes | Yes | Yes | No | NULL
P278 | Pesticides Tribenuron-methyl | Chemical Parameters | µg/L | AM | 0 | 0 | No | No | No | No | No | Yes | No | No | Yes | Yes | No | Yes | Yes | Yes | Yes | No | NULL
P279 | Pesticides Bixafen | Chemical Parameters | µg/L | NULL | 0 | 0.1 | No | No | No | No | No | Yes | No | No | Yes | Yes | No | Yes | Yes | Yes | Yes | No | NULL | 581809-46-3
P280 | Pesticides Mepiquat Chloride | Chemical Parameters | µg/L | NULL | 0 | 0.1 | No | No | No | No | No | Yes | No | No | Yes | Yes | No | Yes | Yes | Yes | Yes | No | NULL | 24307-26-4
P281 | Pesticides Metconazole | Chemical Parameters | µg/L | NULL | 0 | 0.1 | No | No | No | No | No | Yes | No | No | Yes | Yes | No | Yes | Yes | Yes | Yes | No | NULL | 125116-23-6
P282 | Pesticides Pyraclostrobin | Chemical Parameters | µg/L | AM | 0 | 0.1 | No | No | Yes | No | No | Yes | No | No | Yes | Yes | No | Yes | Yes | Yes | Yes | No | NULL | 175013-18-0
P283 | Pesticides Picolinafen | Chemical Parameters | µg/L | AM | 0 | 0.1 | No | No | Yes | No | No | Yes | No | No | Yes | Yes | No | Yes | Yes | Yes | No | No | NULL | 137641-05-5
P284 | Metobromuron | Chemical Parameters | µg/L | AM | 0 | 0.1 | No | No | Yes | No | No | Yes | No | No | Yes | Yes | No | Yes | No | Yes | No | No | NULL | 3060-89-7
P285 | Herbicide Cinmethylin | Chemical Parameters | µg/L | AM | 0 | 0.1 | No | No | Yes | No | No | Yes | No | No | Yes | Yes | No | Yes | No | Yes | Yes | No | NULL | 87818-31-3
P286 | Fluopyram | Chemical Parameters | µg/L | AM | 0 | 0.1 | No | No | Yes | No | No | Yes | No | No | Yes | Yes | No | Yes | Yes | Yes | Yes | No | NULL | 658066-35-4
P287 | Mefentrifluconazole | Chemical Parameters | µg/L | AM | 0 | 0.1 | No | No | Yes | No | No | Yes | No | No | Yes | Yes | No | Yes | Yes | Yes | Yes | No | NULL | 1417782-03-6
P288 | Isoflucypram | Chemical Parameters | µg/L | AM | 0 | 0.1 | No | No | Yes | No | No | Yes | No | No | Yes | Yes | No | Yes | Yes | Yes | Yes | No | NULL | 1255734-28-1
P289 | Imazamox | Chemical Parameters | µg/L | AM | 0 | 0.1 | No | No | Yes | No | No | Yes | No | No | Yes | Yes | No | Yes | Yes | Yes | Yes | No | NULL | 114311-32-9
P290 | Aclonifen | Chemical Parameters | µg/L | AM | 0 | 0.1 | No | No | Yes | No | No | Yes | No | No | Yes | Yes | No | Yes | Yes | Yes | Yes | No | NULL | 74070-46-5
Q001 | Phenol | NULL | µg/L | NULL | 0 | 0 | No | No | No | No | No | No | No | No | No | No | No | Yes | No | Yes | Yes | No | NULL
Q003 | 4-n-Nonylphenol | NULL | µg/L | NULL | 0 | 0 | No | No | No | No | No | No | No | No | No | No | No | Yes | No | Yes | Yes | No | NULL
Q003A | Nonyl Phenolethoxyalate | NULL | µg/L | NULL | 0 | 0 | No | No | No | No | No | No | No | No | No | No | No | Yes | No | Yes | Yes | No | NULL
Q003B | Octyl phenol | NULL | µg/L | NULL | 0 | 0 | No | No | No | No | No | No | No | No | No | No | No | Yes | No | Yes | Yes | No | NULL | NULL
Q003C | Octyl Phenolethoxyalate | NULL | µg/L | NULL | 0 | 0 | No | No | No | No | No | No | No | No | No | No | No | Yes | No | Yes | Yes | No | NULL
Q003D | 4-tert-Nonylphenol | NULL | µg/L | NULL | 0 | 0 | No | No | No | No | No | No | No | No | No | No | No | Yes | No | Yes | Yes | No | NULL
Q003E | Nonyl Phenol (all isomers) (Nonylphenol) | NULL | µg/L | NULL | 0 | 0 | No | No | No | No | No | No | No | No | No | No | No | Yes | No | Yes | Yes | No | NULL
Q004 | 2-Chlorophenol | NULL | µg/L | NULL | 0 | 0 | No | No | No | No | No | No | No | No | No | No | No | Yes | No | Yes | Yes | No | NULL
Q005 | 4-Chorophenol | NULL | µg/L | NULL | 0 | 0 | No | No | No | No | No | No | No | No | No | No | No | Yes | No | Yes | Yes | No | NULL
Q006 | 2_4-Dichlorophenol | NULL | µg/L | NULL | 0 | 0 | No | No | No | No | No | No | No | No | No | No | No | Yes | No | Yes | Yes | No | NULL
Q007 | 2_5-Dimethylphenol | NULL | µg/L | NULL | 0 | 0 | No | No | No | No | No | No | No | No | No | No | No | Yes | No | Yes | Yes | No | NULL
Q008 | 3_5-Dimethylphenol | NULL | µg/L | NULL | 0 | 0 | No | No | No | No | No | No | No | No | No | No | No | Yes | No | Yes | Yes | No | NULL
Q009 | 3-Methylphenol | NULL | µg/L | NULL | 0 | 0 | No | No | No | No | No | No | No | No | No | No | No | Yes | No | Yes | Yes | No | NULL
Q010 | 4-Methylphenol | NULL | µg/L | NULL | 0 | 0 | No | No | No | No | No | No | No | No | No | No | No | Yes | No | Yes | Yes | No | NULL
Q011 | 2_4_6-Trichlorophenol | NULL | µg/L | NULL | 0 | 0 | No | No | No | No | No | No | No | No | No | No | No | Yes | No | Yes | Yes | No | NULL
Q017 | Methyl Tertiary Amyl Ether (TAME) | NULL | µg/L | NULL | 0 | 0 | No | No | No | No | No | No | No | No | No | No | No | Yes | No | Yes | Yes | No | NULL | NULL
Q018 | Methyl Tertiery Butyl Ether (MTBE) | NULL | µg/L | NULL | 0 | 0 | No | No | No | No | No | No | No | No | No | No | No | Yes | No | Yes | Yes | No | NULL | NULL
Q019 | 2_4_5-Trichlorophenol | NULL | µg/L | NULL | 0 | 0 | No | No | No | No | No | No | No | No | No | No | No | Yes | No | Yes | Yes | No | NULL
Q020 | 2-Methylphenol | NULL | µg/L | NULL | 0 | 0 | No | No | No | No | No | No | No | No | No | No | No | Yes | No | Yes | Yes | No | NULL
Q021 | Chloromethylphenol 4 3 | NULL | µg/L | NULL | 0 | 0 | No | No | No | No | No | No | No | No | No | No | No | Yes | No | Yes | Yes | No | NULL
Q022 | 2_4-Dimethylphenol | NULL | µg/L | NULL | 0 | 0 | No | No | No | No | No | No | No | No | No | No | No | Yes | No | Yes | Yes | No | NULL
Q023 | 2-Bromophenol | NULL | µg/L | NULL | 0 | 0 | No | No | No | No | No | No | No | No | No | No | No | Yes | No | Yes | Yes | No | NULL
Q024 | 3-methyl-1,1-biphenyl | NULL | µg/L | NULL | 0 | 0 | No | No | No | No | No | No | No | No | No | No | No | Yes | No | Yes | Yes | No | NULL | NULL
Q025 | Total Phenols | NULL | µg/L | NULL | 0 | 0 | No | No | No | No | No | No | No | No | No | No | No | Yes | No | Yes | Yes | No | NULL
Q027 | 24-Methylene | NULL | µg/L | NULL | 0 | 0 | No | No | No | No | No | No | No | No | No | No | No | Yes | No | Yes | Yes | No | NULL
Q028 | 2,4 -di-tert-butylphenol | NULL | µg/L | NULL | 0 | 0 | No | No | No | No | No | No | No | No | No | No | No | Yes | No | Yes | Yes | No | NULL
S001 | On-site measurement | NULL | N/A | NULL | NULL | NULL | No | No | No | No | No | No | No | No | No | No | No | No | No | No | No | No | 0 | NULL
S002 | Visual inspection | NULL | N/A | NULL | NULL | NULL | No | No | No | No | No | No | No | No | No | No | No | No | No | No | No | No | 0 | NULL
S003 | Continuous online monitoring | NULL | N/A | NULL | NULL | NULL | No | No | No | No | No | No | No | No | No | No | No | No | No | No | No | No | 0 | NULL